## Master CBS
L1 | L2 | L22 | L3 | L4 | L5 | L6 | L7 | Name | Display Code | UOM | Sub Code | Material Code | Material Type | Cost Center | Cost Classification | Status | Account Description | L2 Description | Core | Core Extension | WBS | P6 Cost Account (L1-4) | G/L | Discipline | Cost Code | Description | Notes
00 | 0 | 0 | 00 | 00 | 00 | 00 | 0 | Project | 000-00-0000-00-0 | LS | NO | NO | n/a |  |  | Active | Project | Summary | [6 empty] | 000000000000 | Top-level summary of all Project costs.
00 | 1 | 1 | 00 | 00 | 00 | 00 | 0 | Project Development | 001-00-0000-00-0 | LS | NO | NO | n/a |  |  | Active | Project Development | Summary | [6 empty] | 001000000000 | Top-level summary of all Project Development costs.
01 | 0 | 0 | 00 | 00 | 00 | 00 | 0 | Administration & Home Office Management | 010-00-0000-00-0 | LS | NO | NO | n/a |  | INDIRECT | Active | Administration & Home Office Management | Summary | [6 empty] | 010000000000 | Top-level summary of all Administration & Home Office Management costs.
01 | 2 | 2 | 00 | 00 | 00 | 00 | 0 | Home Office Construction Support | 012-00-0000-00-0 | LS | YES | YES | n/a |  | INDIRECT | Active | Home Office Construction Support | Summary | 05200000000L | [5 empty] | 012000000000 | Top-level summary of all Home Office Construction Support costs.
01 | 2 | 2 | 05 | 00 | 00 | 00 | 0 | Overhead | 012-05-0000-00-0 | HR | NO | NO | n/a |  | INDIRECT | Active | Home Office Construction Support | Overhead | 05200000000L | [5 empty] | 012050000000 | Summary of Overhead costs.
01 | 2 | 2 | 05 | 10 | 00 | 00 | L | Executive | 012-05-1000-00-L | HR | NO | NO | n/a |  | INDIRECT | Active | Home Office Construction Support | Overhead | 05200000000L |  |  |  | 5000 |  | 01205100000L | Labor cost for Executive.
01 | 2 | 2 | 05 | 20 | 00 | 00 | L | Accounting | 012-05-2000-00-L | HR | NO | NO | n/a |  | INDIRECT | Active | Home Office Construction Support | Overhead | 05200000000L |  |  |  | 5000 |  | 01205200000L | Labor cost for Accounting.
01 | 2 | 2 | 05 | 30 | 00 | 00 | O | Legal | 012-05-3000-00-O | LS | NO | NO | n/a |  | INDIRECT | Active | Home Office Construction Support | Overhead | 05200000000L |  |  |  | 5400 |  | 01205300000O | Cost of Legal.
01 | 2 | 2 | 05 | 40 | 00 | 00 | L | Information & Technology | 012-05-4000-00-L | HR | NO | NO | n/a |  | INDIRECT | Active | Home Office Construction Support | Overhead | 05200000000L |  |  |  | 5000 |  | 01205400000L | Labor cost for Information & Technology.
01 | 2 | 2 | 05 | 50 | 00 | 00 | L | Marketing | 012-05-5000-00-L | HR | NO | NO | n/a |  | INDIRECT | Active | Home Office Construction Support | Overhead | 05200000000L |  |  |  | 5000 |  | 01205500000L | Labor cost for Marketing.
01 | 2 | 2 | 10 | 00 | 00 | 00 | 0 | Management | 012-10-0000-00-0 | HR | NO | NO | n/a |  | INDIRECT | Active | Home Office Construction Support | Management | 052100000000 | [5 empty] | 012100000000 | Summary of Management labor costs.
01 | 2 | 2 | 10 | 10 | 00 | 00 | L | Contract Manager | 012-10-1000-00-L | HR | NO | NO | n/a |  | INDIRECT | Active | Home Office Construction Support | Management | 05210300000L |  |  |  | 5000 |  | 01210100000L | Labor cost for Contract Manager.
01 | 2 | 2 | 10 | 20 | 00 | 00 | L | Commissioning Manager | 012-10-2000-00-L | HR | NO | NO | n/a |  | INDIRECT | Active | Home Office Construction Support | Management | 05210400000L |  |  |  | 5000 |  | 01210200000L | Labor cost for Commissioning Manager.
01 | 2 | 2 | 15 | 00 | 00 | 00 | 0 | Supervision | 012-15-0000-00-0 | HR | NO | NO | n/a |  | INDIRECT | Active | Home Office Construction Support | Supervision | 05215000000L | [5 empty] | 012150000000 | Summary of Supervision labor costs.
01 | 2 | 2 | 15 | 10 | 00 | 00 | L | General Field | 012-15-1000-00-L | HR | NO | NO | n/a |  | INDIRECT | Active | Home Office Construction Support | Supervision | 05215100000L |  |  |  | 5000 |  | 01215100000L | Labor cost for General Field.
01 | 2 | 2 | 25 | 00 | 00 | 00 | 0 | Administration | 012-25-0000-00-0 | HR | NO | NO | n/a |  | INDIRECT | Active | Home Office Construction Support | Administration | 05225000000L | [5 empty] | 012250000000 | Summary of Administration labor costs.
01 | 2 | 2 | 25 | 10 | 00 | 00 | L | Office Manager | 012-25-1000-00-L | HR | NO | NO | n/a |  | INDIRECT | Active | Home Office Construction Support | Administration | 05225100000L |  |  |  | 5000 |  | 01225100000L | Labor cost for Office Manager.
01 | 2 | 2 | 25 | 20 | 00 | 00 | L | Clerical | 012-25-2000-00-L | HR | NO | NO | n/a |  | INDIRECT | Active | Home Office Construction Support | Administration | 05225200000L |  |  |  | 5000 |  | 01225200000L | Labor cost for Clerical.
01 | 2 | 2 | 25 | 30 | 00 | 00 | L | Document Control Manager | 012-25-3000-00-L | HR | NO | NO | n/a |  | INDIRECT | Active | Home Office Construction Support | Administration | 05225300000L |  |  |  | 5000 |  | 01225300000L | Labor cost for Document Control Manager.
01 | 2 | 2 | 25 | 40 | 00 | 00 | L | Document Control Clerk | 012-25-4000-00-L | HR | NO | NO | n/a |  | INDIRECT | Active | Home Office Construction Support | Administration | 05225400000L |  |  |  | 5000 |  | 01225400000L | Labor cost for Document Control Clerk.
01 | 2 | 2 | 30 | 00 | 00 | 00 | 0 | Procurement/Subcontract | 012-30-0000-00-0 | HR | YES | NO | n/a |  | INDIRECT | Active | Home Office Construction Support | Procurement/Subcontract | 05230000000L | [5 empty] | 012300000000 | Summary of Procurement/Subcontract labor costs.
01 | 2 | 2 | 30 | 10 | 00 | 00 | L | Procurement Manager | 012-30-1000-00-L | HR | NO | NO | n/a |  | INDIRECT | Active | Home Office Construction Support | Procurement/Subcontract | 05230100000L |  |  |  | 5000 |  | 01230100000L | Labor cost for Procurement Manager.
01 | 2 | 2 | 30 | 20 | 00 | 00 | L | Procurement Administrator | 012-30-2000-00-L | HR | NO | NO | n/a |  | INDIRECT | Active | Home Office Construction Support | Procurement/Subcontract | 05230200000L |  |  |  | 5000 |  | 01230200000L | Labor cost for Procurement Administrator.
01 | 2 | 2 | 30 | 30 | 00 | 00 | L | Buyer | 012-30-3000-00-L | HR | NO | NO | n/a |  | INDIRECT | Active | Home Office Construction Support | Procurement/Subcontract | 05230300000L |  |  |  | 5000 |  | 01230300000L | Labor cost for Buyer.
01 | 2 | 2 | 30 | 40 | 00 | 00 | L | Subcontract Manager | 012-30-4000-00-L | HR | NO | NO | n/a |  | INDIRECT | Active | Home Office Construction Support | Procurement/Subcontract | 05230400000L |  |  |  | 5000 |  | 01230400000L | Labor cost for Subcontract Manager.
01 | 2 | 2 | 30 | 50 | 00 | 00 | L | Subcontract Administrator | 012-30-5000-00-L | HR | NO | NO | n/a |  | INDIRECT | Active | Home Office Construction Support | Procurement/Subcontract | 05230500000L |  |  |  | 5000 |  | 01230500000L | Labor cost for Subcontract Administrator.
01 | 2 | 2 | 35 | 00 | 00 | 00 | 0 | Project Controls | 012-35-0000-00-0 | HR | YES | NO | n/a |  | INDIRECT | Active | Home Office Construction Support | Project Controls | 05235000000L | [5 empty] | 012350000000 | Summary of Project Controls labor costs.
01 | 2 | 2 | 35 | 05 | 00 | 00 | L | Project Controls Manager | 012-35-0500-00-L | HR | NO | NO | n/a |  | INDIRECT | Active | Home Office Construction Support | Project Controls | 05235100000L |  |  |  | 5000 |  | 01235050000L | Labor cost for Project Controls Manager.
01 |  | 2 | 35 | 10 | 00 | 00 | L | Cost Management | 012-35-1000-00-L | HR | NO | NO | n/a |  | INDIRECT | Active | Home Office Construction Support | Project Controls | 05200000000L |  |  |  | 5000 |  | 01235100000L | Labor cost for Cost Management.
01 | 2 | 2 | 35 | 15 | 00 | 00 | L | Contracting & Procurement Controls | 012-35-1500-00-L | HR | YES | NO | n/a |  | INDIRECT | Active | Home Office Construction Support | Project Controls | 05200000000L |  |  |  | 5000 |  | 01235150000L | Labor cost for Contracting & Procurement Controls.
01 | 2 | 2 | 35 | 20 | 00 | 00 | L | Planning & Scheduling | 012-35-2000-00-L | HR | NO | NO | n/a |  | INDIRECT | Active | Home Office Construction Support | Project Controls | 05200000000L |  |  |  | 5000 |  | 01235200000L | Labor cost for Planning & Scheduling.
01 | 2 | 2 | 35 | 25 | 00 | 00 | L | Progress & Performance | 012-35-2500-00-L | HR | NO | NO | n/a |  | INDIRECT | Active | Home Office Construction Support | Project Controls | 05200000000L |  |  |  | 5000 |  | 01235250000L | Labor cost for Progress & Performance.
01 | 2 | 2 | 35 | 30 | 00 | 00 | L | Change Management | 012-35-3000-00-L | HR | NO | NO | n/a |  | INDIRECT | Active | Home Office Construction Support | Project Controls | 05200000000L |  |  |  | 5000 |  | 01235300000L | Labor cost for Change Management.
01 | 2 | 2 | 35 | 35 | 00 | 00 | L | Reporting & Dashboards | 012-35-3500-00-L | HR | NO | NO | n/a |  | INDIRECT | Active | Home Office Construction Support | Project Controls | 05200000000L |  |  |  | 5000 |  | 01235350000L | Labor cost for Reporting & Dashboards.
01 | 2 | 2 | 35 | 40 | 00 | 00 | L | Risk Management | 012-35-4000-00-L | HR | NO | NO | n/a |  | INDIRECT | Active | Home Office Construction Support | Project Controls | 05200000000L |  |  |  | 5000 |  | 01235400000L | Labor cost for Risk Management.
01 | 2 | 2 | 40 | 00 | 00 | 00 | 0 | Constructability | 012-40-0000-00-0 | HR | NO | NO | n/a |  | INDIRECT | Active | Home Office Construction Support | Constructability | [6 empty] | 012400000000 | Summary of Constructability labor costs.
01 | 2 | 2 | 40 | 10 | 00 | 00 | L | Civil / Structural Constructability | 012-40-1000-00-L | HR | NO | NO | n/a |  | INDIRECT | Active | Home Office Construction Support | Constructability |  |  |  |  | 5000 |  | 01240100000L | Labor cost for Civil / Structural Constructability.
01 | 2 | 2 | 40 | 50 | 00 | 00 | L | Mechanical Design Constructability | 012-40-5000-00-L | HR | NO | NO | n/a |  | INDIRECT | Active | Home Office Construction Support | Constructability |  |  |  |  | 5000 |  | 01240500000L | Labor cost for Mechanical Design Constructability.
01 | 2 | 2 | 40 | 70 | 00 | 00 | L | I&E Design Constructability | 012-40-7000-00-L | HR | NO | NO | n/a |  | INDIRECT | Active | Home Office Construction Support | Constructability |  |  |  |  | 5000 |  | 01240700000L | Labor cost for I&E Design Constructability.
01 | 2 | 2 | 45 | 00 | 00 | 00 | 0 | Safety | 012-45-0000-00-0 | HR | YES | NO | n/a |  | INDIRECT | Active | Home Office Construction Support | Safety | 05245000000L | [5 empty] | 012450000000 | Summary of Safety costs.
01 | 2 | 2 | 45 | 10 | 00 | 00 | L | Safety Manager | 012-45-1000-00-L | HR | NO | NO | n/a |  | INDIRECT | Active | Home Office Construction Support | Safety | 05245100000L |  |  |  | 5000 |  | 01245100000L | Labor cost for Safety Manager.
01 | 2 | 2 | 45 | 20 | 00 | 00 | L | Safety Inspector | 012-45-2000-00-L | HR | NO | NO | n/a |  | INDIRECT | Active | Home Office Construction Support | Safety | 05245200000L |  |  |  | 5000 |  | 01245200000L | Labor cost for Safety Inspector.
01 | 2 | 2 | 45 | 30 | 00 | 00 | O | Safety Supplies | 012-45-3000-00-O | HR | NO | NO | n/a |  | INDIRECT | Active | Home Office Construction Support | Safety |  |  |  |  | 5400 |  | 01245300000O | Cost of Safety Supplies.
01 | 2 | 2 | 45 | 50 | 00 | 00 | L | Orientation/Training | 012-45-5000-00-L | HR | NO | NO | n/a |  | INDIRECT | Active | Home Office Construction Support | Safety |  |  |  |  | 5000 |  | 01245500000L | Labor cost for Orientation/Training.
01 | 2 | 2 | 45 | 60 | 00 | 00 | O | 3rd Party Training | 012-45-6000-00-O | HR | NO | NO | n/a |  | INDIRECT | Active | Home Office Construction Support | Safety |  |  |  |  | 5400 |  | 01245600000O | Cost of 3rd Party Training.
01 | 2 | 2 | 50 | 00 | 00 | 00 | 0 | Quality | 012-50-0000-00-0 | HR | YES | NO | n/a |  | INDIRECT | Active | Home Office Construction Support | Quality | 05250000000L | [5 empty] | 012500000000 | Summary of Quality labor costs.
01 | 2 | 2 | 50 | 10 | 00 | 00 | L | Quality Manager | 012-50-1000-00-L | HR | YES | NO | n/a |  | INDIRECT | Active | Home Office Construction Support | Quality | 05250100000L |  |  |  | 5000 |  | 01250100000L | Labor cost for Quality Manager.
01 | 2 | 2 | 50 | 20 | 00 | 00 | L | Quality Inspector | 012-50-2000-00-L | HR | YES | NO | n/a |  | INDIRECT | Active | Home Office Construction Support | Quality | 05250200000L |  |  |  | 5000 |  | 01250200000L | Labor cost for Quality Inspector.
01 | 2 | 2 | 55 | 00 | 00 | 00 | L | Material Control | 012-55-0000-00-L | HR | NO | NO | n/a |  | INDIRECT | Active | Home Office Construction Support | Material Control | 05255000000L |  |  |  | 5000 |  | 01255000000L | Summary of Material Control labor costs.
01 | 2 | 2 | 55 | 10 | 00 | 00 | L | Material Manager | 012-55-1000-00-L | HR | NO | NO | n/a |  | INDIRECT | Active | Home Office Construction Support | Material Control |  |  |  |  | 5000 |  | 01255100000L | Labor cost for Material Manager.
01 | 2 | 2 | 55 | 20 | 00 | 00 | L | Shipping/Receiving | 012-55-2000-00-L | HR | NO | NO | n/a |  | INDIRECT | Active | Home Office Construction Support | Material Control |  |  |  |  | 5000 |  | 01255200000L | Labor cost for Shipping/Receiving.
01 | 2 | 2 | 70 | 00 | 00 | 00 | L | Work Gap Allowance | 012-70-0000-00-L | LS | NO | NO | n/a |  | INDIRECT | Active | Home Office Construction Support | Work Gap Allowance | 05270000000L |  |  |  | 5000 |  | 01270000000L | Summary of Work Gap Allowance labor costs.
01 | 2 | 2 | 70 | 10 | 00 | 00 | L | Sickleave | 012-70-1000-00-L | HR | NO | NO | n/a |  | INDIRECT | Active | Home Office Construction Support | Work Gap Allowance | 05270100000L |  |  |  | 5000 |  | 01270100000L | Labor cost for Sickleave.
01 | 2 | 2 | 70 | 30 | 00 | 00 | L | Haskell Orientation | 012-70-3000-00-L | HR | NO | NO | n/a |  | INDIRECT | Active | Home Office Construction Support | Work Gap Allowance | 05270300000L |  |  |  | 5000 |  | 01270300000L | Labor cost for Haskell Orientation.
01 | 2 | 2 | 75 | 00 | 00 | 00 | 0 | Employee Expenses | 012-75-0000-00-0 | LS | NO | NO | n/a |  | INDIRECT | Active | Home Office Construction Support | Employee Expenses | 052750000000 | [5 empty] | 012750000000 | Summary of Employee Expenses costs.
01 | 2 | 2 | 75 | 05 | 00 | 00 | L | Home Office Travel Time | 012-75-0500-00-L | HR | NO | NO | n/a |  | INDIRECT | Active | Home Office Construction Support | Employee Expenses | 05275050000L |  |  |  | 5000 |  | 01275050000L | Labor cost for Home Office Travel Time.
01 | 2 | 2 | 75 | 10 | 00 | 00 | O | Home Office Travel | 012-75-1000-00-O | LS | NO | NO | n/a |  | INDIRECT | Active | Home Office Construction Support | Employee Expenses | 05275100000O |  |  |  | 5400 |  | 01275100000O | Cost of Home Office Travel.
01 | 2 | 2 | 75 | 30 | 00 | 00 | O | Staffing Housing/Camp | 012-75-3000-00-O | MO | NO | NO | n/a |  | INDIRECT | Active | Home Office Construction Support | Employee Expenses | 05200000000L |  |  |  | 5400 |  | 01275300000O | Cost of Staffing Housing/Camp.
01 | 2 | 2 | 75 | 60 | 00 | 00 | O | Client Entertainment | 012-75-6000-00-O | LS | NO | NO | n/a |  | INDIRECT | Active | Home Office Construction Support | Employee Expenses | 05275600000O |  |  |  | 5400 |  | 01275600000O | Cost of Client Entertainment.
01 | 2 | 2 | 80 | 00 | 00 | 00 | 0 | Equipment Costs | 012-80-0000-00-0 | LS | NO | NO | n/a |  | INDIRECT | Active | Home Office Construction Support | Equipment Costs | 052800000000 | [5 empty] | 012800000000 | Summary of Equipment Costs costs.
01 | 2 | 2 | 80 | 10 | 00 | 00 | L | Fleet Manager | 012-80-1000-00-L | HR | NO | NO | n/a |  | INDIRECT | Active | Home Office Construction Support | Equipment Costs |  |  |  |  | 5000 |  | 01280100000L | Labor cost for Fleet Manager.
01 | 2 | 2 | 80 | 20 | 00 | 00 | O | Equipment Maintenance | 012-80-2000-00-O | LS | NO | NO | n/a |  | INDIRECT | Active | Home Office Construction Support | Equipment Costs |  |  |  |  | 5400 |  | 01280200000O | Cost of Equipment Maintenance.
01 | 2 | 2 | 80 | 30 | 00 | 00 | O | Equipment Freight Cost | 012-80-3000-00-O | LS | NO | NO | n/a |  | INDIRECT | Active | Home Office Construction Support | Equipment Costs |  |  |  |  | 5400 |  | 01280300000O | Cost of Equipment Freight Cost.
01 | 2 | 2 | 85 | 00 | 00 | 00 | O | Consumables (used one time) | 012-85-0000-00-O | LS | NO | NO | n/a |  | INDIRECT | Active | Home Office Construction Support | Consumables (used one time) | 05285000000O |  |  |  | 5400 |  | 01285000000O | Summary of Consumables (used one time) costs.
01 | 2 | 2 | 85 | 05 | 00 | 00 | O | Office Consumables | 012-85-0500-00-O | LS | NO | NO | n/a |  | INDIRECT | Active | Home Office Construction Support | Consumables (used one time) | 05285050000O |  |  |  | 5400 |  | 01285050000O | Cost of Office Consumables.
01 | 2 | 2 | 85 | 10 | 00 | 00 | O | Drinking Water | 012-85-1000-00-O | LS | NO | NO | n/a |  | INDIRECT | Active | Home Office Construction Support | Consumables (used one time) | 05285200000O |  |  |  | 5400 |  | 01285100000O | Cost of Drinking Water.
01 | 2 | 2 | 85 | 40 | 00 | 00 | O | Drug Testing Kits | 012-85-4000-00-O | EA | NO | NO | n/a |  | INDIRECT | Active | Home Office Construction Support | Consumables (used one time) |  |  |  |  | 5400 |  | 01285400000O | Cost of Drug Testing Kits.
01 | 2 | 2 | 85 | 50 | 00 | 00 | O | Fuel | 012-85-5000-00-O | LS | NO | NO | n/a |  | INDIRECT | Active | Home Office Construction Support | Consumables (used one time) |  |  |  |  | 5400 |  | 01285500000O | Cost of Fuel.
01 | 2 | 2 | 90 | 00 | 00 | 00 | O | Small Tools | 012-90-0000-00-O | LS | NO | NO | n/a |  | INDIRECT | Active | Home Office Construction Support | Small Tools | 05290000000O |  |  |  | 5400 |  | 01290000000O | Cost of Small Tools.
01 | 2 | 2 | 95 | 00 | 00 | 00 | O | Supplies (can be reused) / Services | 012-95-0000-00-O | LS | NO | NO | n/a |  | INDIRECT | Active | Home Office Construction Support | Supplies (can be reused) / Services | 05295000000O |  |  |  | 5400 |  | 01295000000O | Summary of Supplies (can be reused) / Services costs.
01 | 2 | 2 | 95 | 03 | 00 | 00 | O | Freight/Shipping/Mail | 012-95-0300-00-O | LS | NO | NO | n/a |  | INDIRECT | Active | Home Office Construction Support | Supplies (can be reused) / Services | 05295020000O |  |  |  | 5400 |  | 01295030000O | Summary of Freight/Shipping/Mail costs.
01 | 2 | 2 | 95 | 03 | 10 | 00 | O | Ground Freight | 012-95-0310-00-O | LS | NO | NO | n/a |  | INDIRECT | Active | Home Office Construction Support | Supplies (can be reused) / Services | 05295022000O |  |  |  | 5400 |  | 01295031000O | Cost of Ground Freight.
01 | 2 | 2 | 95 | 03 | 20 | 00 | O | Air Freight | 012-95-0320-00-O | LS | NO | NO | n/a |  | INDIRECT | Active | Home Office Construction Support | Supplies (can be reused) / Services | 05295023000O |  |  |  | 5400 |  | 01295032000O | Cost of Air Freight.
01 | 2 | 2 | 95 | 03 | 30 | 00 | O | Ocean Freight | 012-95-0330-00-O | LS | NO | NO | n/a |  | INDIRECT | Active | Home Office Construction Support | Supplies (can be reused) / Services | 05295024000O |  |  |  | 5400 |  | 01295033000O | Cost of Ocean Freight.
01 | 2 | 2 | 95 | 21 | 00 | 00 | O | Signage | 012-95-2100-00-O | EA | NO | NO | n/a |  | INDIRECT | Active | Home Office Construction Support | Supplies (can be reused) / Services | 05295210000O |  |  |  | 5400 |  | 01295210000O | Cost of Signage.
01 | 2 | 2 | 95 | 30 | 00 | 00 | O | Office Space Lease | 012-95-3000-00-O | MO | NO | NO | n/a |  | INDIRECT | Active | Home Office Construction Support | Supplies (can be reused) / Services | 05295300000O |  |  |  | 5400 |  | 01295300000O | Cost of Office Space Lease.
01 | 2 | 2 | 95 | 39 | 00 | 00 | O | Furniture | 012-95-3900-00-O | LS | NO | NO | n/a |  | INDIRECT | Active | Home Office Construction Support | Supplies (can be reused) / Services | 05295390000O |  |  |  | 5400 |  | 01295390000O | Cost of Furniture.
01 | 2 | 2 | 95 | 42 | 00 | 00 | O | Landline Phone | 012-95-4200-00-O | MO | NO | NO | n/a |  | INDIRECT | Active | Home Office Construction Support | Supplies (can be reused) / Services | 05295420000O |  |  |  | 5400 |  | 01295420000O | Cost of Landline Phone.
01 | 2 | 2 | 95 | 45 | 00 | 00 | O | Cell Phone | 012-95-4500-00-O | MO | NO | NO | n/a |  | INDIRECT | Active | Home Office Construction Support | Supplies (can be reused) / Services | 05295300000O |  |  |  | 5400 |  | 01295450000O | Cost of Cell Phone.
01 | 2 | 2 | 95 | 48 | 00 | 00 | O | Internet | 012-95-4800-00-O | MO | NO | NO | n/a |  | INDIRECT | Active | Home Office Construction Support | Supplies (can be reused) / Services | 05295480000O |  |  |  | 5400 |  | 01295480000O | Cost of Internet.
01 | 2 | 2 | 95 | 51 | 00 | 00 | O | Computer | 012-95-5100-00-O | MO | NO | NO | n/a |  | INDIRECT | Active | Home Office Construction Support | Supplies (can be reused) / Services | 05295510000O |  |  |  | 5400 |  | 01295510000O | Cost of Computer.
01 | 2 | 2 | 95 | 54 | 00 | 00 | O | Software | 012-95-5400-00-O | MO | NO | NO | n/a |  | INDIRECT | Active | Home Office Construction Support | Supplies (can be reused) / Services | 05295360000O |  |  |  | 5400 |  | 01295540000O | Cost of Software.
01 | 2 | 2 | 95 | 57 | 00 | 00 | O | Copier | 012-95-5700-00-O | MO | NO | NO | n/a |  | INDIRECT | Active | Home Office Construction Support | Supplies (can be reused) / Services | 05295570000O |  |  |  | 5400 |  | 01295570000O | Cost of Copier.
01 | 2 | 2 | 95 | 60 | 00 | 00 | O | Waste (Dumpster) | 012-95-6000-00-O | LS | NO | NO | n/a |  | INDIRECT | Active | Home Office Construction Support | Supplies (can be reused) / Services | 05295000000O |  |  |  | 5400 |  | 01295600000O | Cost of Waste (Dumpster).
01 | 2 | 2 | 95 | 63 | 00 | 00 | O | Security | 012-95-6300-00-O | MO | NO | NO | n/a |  | INDIRECT | Active | Home Office Construction Support | Supplies (can be reused) / Services | 05265240000L |  |  |  | 5400 |  | 01295630000O | Cost of Security.
01 | 2 | 3 | 00 | 00 | 00 | 00 | 0 | Project Costs | 013-00-0000-00-0 | LS | YES | YES | n/a |  | INDIRECT | Active | Project Costs | Summary | 05200000000L | [5 empty] | 013000000000 | Top-level summary of all Project Costs costs.
01 | 3 | 3 | 10 | 00 | 00 | 00 | O | Bonds | 013-10-0000-00-O | LS | NO | NO | n/a |  | INDIRECT | Active | Project Costs | Bonds | 05200000000L |  |  |  | 5400 |  | 01310000000O | Summary of Bonds costs.
01 | 3 | 3 | 10 | 10 | 00 | 00 | O | Bond | 013-10-1000-00-O | LS | NO | NO | n/a |  | INDIRECT | Active | Project Costs | Bonds | 05200000000L |  |  |  | 5400 |  | 01310100000O | Cost of Bond.
01 | 3 | 3 | 10 | 20 | 00 | 00 | O | Payment & Performance | 013-10-2000-00-O | LS | NO | NO | n/a |  | INDIRECT | Active | Project Costs | Bonds | 05200000000L |  |  |  | 5400 |  | 01310200000O | Cost of Payment & Performance.
01 | 3 | 3 | 20 | 00 | 00 | 00 | O | Insurance | 013-20-0000-00-O | LS | NO | NO | n/a |  | INDIRECT | Active | Project Costs | Insurance | 05200000000L |  |  |  | 5400 |  | 01320000000O | Summary of Insurance costs.
01 | 3 | 3 | 20 | 20 | 00 | 00 | O | All Risk | 013-20-2000-00-O | LS | NO | NO | n/a |  | INDIRECT | Active | Project Costs | Insurance | 05200000000L |  |  |  | 5400 |  | 01320200000O | Cost of All Risk.
01 | 3 | 3 | 20 | 30 | 00 | 00 | O | General Liability | 013-20-3000-00-O | LS | NO | NO | n/a |  | INDIRECT | Active | Project Costs | Insurance | 05200000000L |  |  |  | 5400 |  | 01320300000O | Cost of General Liability.
01 | 3 | 3 | 20 | 40 | 00 | 00 | O | Professional Liability | 013-20-4000-00-O | LS | NO | NO | n/a |  | INDIRECT | Active | Project Costs | Insurance | 05200000000L |  |  |  | 5400 |  | 01320400000O | Cost of Professional Liability.
01 | 3 | 3 | 30 | 00 | 00 | 00 | O | Finance Charges | 013-30-0000-00-O | LS | NO | NO | n/a |  | INDIRECT | Active | Project Costs | Finance Charges | 05200000000L |  |  |  | 5400 |  | 01330000000O | Cost of Finance Charges.
01 | 3 | 3 | 40 | 00 | 00 | 00 | O | Taxes | 013-40-0000-00-O | LS | NO | NO | n/a |  | INDIRECT | Active | Project Costs | Taxes | 05200000000L |  |  |  | 5400 |  | 01340000000O | Summary of Taxes costs.
01 | 3 | 3 | 40 | 10 | 00 | 00 | O | B&O | 013-40-1000-00-O | LS | NO | NO | n/a |  | INDIRECT | Active | Project Costs | Taxes | 05200000000L |  |  |  | 5400 |  | 01340100000O | Cost of B&O.
01 | 3 | 3 | 40 | 20 | 00 | 00 | O | Property | 013-40-2000-00-O | LS | NO | NO | n/a |  | INDIRECT | Active | Project Costs | Taxes | 05200000000L |  |  |  | 5400 |  | 01340200000O | Cost of Property.
01 | 3 | 3 | 40 | 30 | 00 | 00 | O | Sales and Use | 013-40-3000-00-O | LS | NO | NO | n/a |  | INDIRECT | Active | Project Costs | Taxes | 05200000000L |  |  |  | 5400 |  | 01340300000O | Cost of Sales and Use.
01 | 3 | 3 | 50 | 00 | 00 | 00 | O | Permitting | 013-50-0000-00-O | LS | NO | NO | n/a |  | INDIRECT | Active | Project Costs | Permitting | 05200000000L |  |  |  | 5400 |  | 01350000000O | Cost of Permitting.
01 | 3 | 3 | 60 | 00 | 00 | 00 | O | Licenses | 013-60-0000-00-O | LS | NO | NO | n/a |  | INDIRECT | Active | Project Costs | Licenses |  |  |  |  | 5400 |  | 01360000000O | Cost of Licenses.
02 | 3 | 0 | 00 | 00 | 00 | 00 | 0 | Engineering & Design | 020-00-0000-00-0 | LS | NO | NO | n/a |  | INDIRECT | Active | Engineering & Design | Summary |  |  |  | 100 |  |  | 020000000000 | Top-level summary of all Engineering & Design costs.
02 | 0 | 2 | 00 | 00 | 00 | 00 | 0 | Combined Phase (Preliminary & Detailed) | 022-00-0000-00-0 | LS | YES | YES | n/a |  | INDIRECT | Active | Combined Phase (Preliminary & Detailed) | Summary |  |  |  | 100 |  |  | 022000000000 | Top-level summary of all Combined Phase (Preliminary & Detailed) costs.
02 | 2 | 2 | 05 | 00 | 00 | 00 | 0 | Engineering Management | 022-05-0000-00-0 | HR | NO | NO | n/a |  | INDIRECT | Active | Combined Phase (Preliminary & Detailed) | Engineering Management | [6 empty] | 022050000000 | Summary of Engineering Management engineering deliverables.
02 | 2 | 2 | 05 | 10 | 00 | 00 | D | Management Deliverables | 022-05-1000-00-D | LS | NO | NO | n/a |  | INDIRECT | Active | Combined Phase (Preliminary & Detailed) | Engineering Management |  |  |  |  | 5000 |  | 02205100000D | Summary of Management Deliverables engineering deliverables.
02 | 2 | 2 | 05 | 10 | 10 | 00 | D | Responsibility Matrix <Deliv.> | 022-05-1010-00-D | LS | NO | NO | n/a |  | INDIRECT | Active | Combined Phase (Preliminary & Detailed) | Engineering Management |  |  |  |  | 5000 |  | 02205101000D | Engineering deliverable: Responsibility Matrix <Deliv.>.
02 | 2 | 2 | 05 | 10 | 20 | 00 | D | Organization Chart <Deliv.> | 022-05-1020-00-D | LS | NO | NO | n/a |  | INDIRECT | Active | Combined Phase (Preliminary & Detailed) | Engineering Management |  |  |  |  | 5000 |  | 02205102000D | Engineering deliverable: Organization Chart <Deliv.>.
02 | 2 | 2 | 05 | 12 | 00 | 00 | D | Engineering Deliverables | 022-05-1200-00-D | LS | NO | NO | n/a |  | INDIRECT | Active | Combined Phase (Preliminary & Detailed) | Engineering Management |  |  |  |  | 5000 |  | 02205120000D | Summary of Engineering Deliverables engineering deliverables.
02 | 2 | 2 | 05 | 12 | 10 | 00 | D | Engineering Execution Plan <Deliv.> | 022-05-1210-00-D | LS | NO | NO | n/a |  | INDIRECT | Active | Combined Phase (Preliminary & Detailed) | Engineering Management |  |  |  |  | 5000 |  | 02205121000D | Engineering deliverable: Engineering Execution Plan <Deliv.>.
02 | 2 | 2 | 05 | 12 | 20 | 00 | D | Design Basis <Deliv.> | 022-05-1220-00-D | LS | NO | NO | n/a |  | INDIRECT | Active | Combined Phase (Preliminary & Detailed) | Engineering Management |  |  |  |  | 5000 |  | 02205122000D | Engineering deliverable: Design Basis <Deliv.>.
02 | 2 | 2 | 05 | 12 | 30 | 00 | D | Project Specifications <Deliv.> | 022-05-1230-00-D | LS | NO | NO | n/a |  | INDIRECT | Active | Combined Phase (Preliminary & Detailed) | Engineering Management |  |  |  |  | 5000 |  | 02205123000D | Engineering deliverable: Project Specifications <Deliv.>.
02 | 2 | 2 | 05 | 12 | 40 | 00 | D | Engineering Deliverables List <Deliv.> | 022-05-1240-00-D | LS | NO | NO | n/a |  | INDIRECT | Active | Combined Phase (Preliminary & Detailed) | Engineering Management |  |  |  |  | 5000 |  | 02205124000D | Engineering deliverable: Engineering Deliverables List <Deliv.>.
02 | 2 | 2 | 05 | 12 | 50 | 00 | D | Engineering Procedures <Deliv.> | 022-05-1250-00-D | LS | NO | NO | n/a |  | INDIRECT | Active | Combined Phase (Preliminary & Detailed) | Engineering Management |  |  |  |  | 5000 |  | 02205125000D | Engineering deliverable: Engineering Procedures <Deliv.>.
02 | 2 | 2 | 05 | 12 | 60 | 00 | D | Technical Deviation Procedure <Deliv.> | 022-05-1260-00-D | LS | NO | NO | n/a |  | INDIRECT | Active | Combined Phase (Preliminary & Detailed) | Engineering Management |  |  |  |  | 5000 |  | 02205126000D | Engineering deliverable: Technical Deviation Procedure <Deliv.>.
02 | 2 | 2 | 05 | 15 | 00 | 00 | D | Document Management | 022-05-1500-00-D | LS | NO | NO | n/a |  | INDIRECT | Active | Combined Phase (Preliminary & Detailed) | Engineering Management |  |  |  |  | 5000 |  | 02205150000D | Summary of Document Management engineering deliverables.
02 | 2 | 2 | 05 | 15 | 10 | 00 | D | Document Control Plan <Deliv.> | 022-05-1510-00-D | LS | NO | NO | n/a |  | INDIRECT | Active | Combined Phase (Preliminary & Detailed) | Engineering Management |  |  |  |  | 5000 |  | 02205151000D | Engineering deliverable: Document Control Plan <Deliv.>.
02 | 2 | 2 | 05 | 15 | 20 | 00 | D | Document Number System | 022-05-1520-00-D | LS | NO | NO | n/a |  | INDIRECT | Active | Combined Phase (Preliminary & Detailed) | Engineering Management |  |  |  |  | 5000 |  | 02205152000D | Engineering deliverable: Document Number System.
02 | 2 | 2 | 05 | 15 | 30 | 00 | D | Master Document Register <Deliv.> | 022-05-1530-00-D | LS | NO | NO | n/a |  | INDIRECT | Active | Combined Phase (Preliminary & Detailed) | Engineering Management |  |  |  |  | 5000 |  | 02205153000D | Engineering deliverable: Master Document Register <Deliv.>.
02 | 2 | 2 | 05 | 15 | 40 | 00 | D | Revision Control Procedure | 022-05-1540-00-D | LS | NO | NO | n/a |  | INDIRECT | Active | Combined Phase (Preliminary & Detailed) | Engineering Management |  |  |  |  | 5000 |  | 02205154000D | Engineering deliverable: Revision Control Procedure.
02 | 2 | 2 | 05 | 15 | 50 | 00 | D | Turnover Package Structure <Deliv.> | 022-05-1550-00-D | LS | NO | NO | n/a |  | INDIRECT | Active | Combined Phase (Preliminary & Detailed) | Engineering Management |  |  |  |  | 5000 |  | 02205155000D | Engineering deliverable: Turnover Package Structure <Deliv.>.
02 | 2 | 2 | 05 | 15 | 60 | 00 | D | Revision Control Records <Deliv.> | 022-05-1560-00-D | LS | NO | NO | n/a |  | INDIRECT | Active | Combined Phase (Preliminary & Detailed) | Engineering Management |  |  |  |  | 5000 |  | 02205156000D | Engineering deliverable: Revision Control Records <Deliv.>.
02 | 2 | 2 | 05 | 18 | 00 | 00 | D | 3D Model / Digital Engineering | 022-05-1800-00-D | HR | NO | NO | n/a |  | INDIRECT | Active | Combined Phase (Preliminary & Detailed) | Engineering Management |  |  |  |  | 5000 |  | 02205180000D | Summary of 3D Model / Digital Engineering engineering deliverables.
02 | 2 | 2 | 05 | 18 | 10 | 00 | D | 3D Model Execution Plan <Deliv.> | 022-05-1810-00-D | LS | NO | NO | n/a |  | INDIRECT | Active | Combined Phase (Preliminary & Detailed) | Engineering Management |  |  |  |  | 5000 |  | 02205181000D | Engineering deliverable: 3D Model Execution Plan <Deliv.>.
02 | 2 | 2 | 05 | 18 | 20 | 00 | D | Model Progression Requirements <Deliv.> | 022-05-1820-00-D | LS | NO | NO | n/a |  | INDIRECT | Active | Combined Phase (Preliminary & Detailed) | Engineering Management |  |  |  |  | 5000 |  | 02205182000D | Engineering deliverable: Model Progression Requirements <Deliv.>.
02 | 2 | 2 | 05 | 18 | 30 | 00 | D | Model Review Agenda & Checklist | 022-05-1830-00-D | LS | NO | NO | n/a |  | INDIRECT | Active | Combined Phase (Preliminary & Detailed) | Engineering Management |  |  |  |  | 5000 |  | 02205183000D | Engineering deliverable: Model Review Agenda & Checklist.
02 | 2 | 2 | 05 | 18 | 40 | 00 | D | Access Controls & Data Management Guidelines <Deliv.> | 022-05-1840-00-D | LS | NO | NO | n/a |  | INDIRECT | Active | Combined Phase (Preliminary & Detailed) | Engineering Management |  |  |  |  | 5000 |  | 02205184000D | Engineering deliverable: Access Controls & Data Management Guidelines <Deliv.>.
02 | 2 | 2 | 05 | 20 | 00 | 00 | D | Multidisciplinary Engineering Coordination | 022-05-2000-00-D | HR | NO | NO | n/a |  | INDIRECT | Active | Combined Phase (Preliminary & Detailed) | Engineering Management |  |  |  |  | 5000 |  | 02205200000D | Summary of Multidisciplinary Engineering Coordination engineering deliverables.
02 | 2 | 2 | 05 | 20 | 10 | 00 | D | Engineering Coordination Plan <Deliv.> | 022-05-2010-00-D | LS | NO | NO | n/a |  | INDIRECT | Active | Combined Phase (Preliminary & Detailed) | Engineering Management |  |  |  |  | 5000 |  | 02205201000D | Engineering deliverable: Engineering Coordination Plan <Deliv.>.
02 | 2 | 2 | 05 | 20 | 20 | 00 | D | Engineering Action Tracking Register | 022-05-2020-00-D | HR | NO | NO | n/a |  | INDIRECT | Active | Combined Phase (Preliminary & Detailed) | Engineering Management |  |  |  |  | 5000 |  | 02205202000D | Engineering deliverable: Engineering Action Tracking Register.
02 | 2 | 2 | 05 | 20 | 30 | 00 | D | RFI Register <Deliv.> | 022-05-2030-00-D | LS | NO | NO | n/a |  | INDIRECT | Active | Combined Phase (Preliminary & Detailed) | Engineering Management |  |  |  |  | 5000 |  | 02205203000D | Engineering deliverable: RFI Register <Deliv.>.
02 | 2 | 2 | 05 | 20 | 40 | 00 | D | Cross Discipline Design Change Requests | 022-05-2040-00-D | LS | NO | NO | n/a |  | INDIRECT | Active | Combined Phase (Preliminary & Detailed) | Engineering Management |  |  |  |  | 5000 |  | 02205204000D | Engineering deliverable: Cross Discipline Design Change Requests.
02 | 2 | 2 | 05 | 20 | 50 | 00 | D | Consolidated Discipline Deliverables List <Deliv.> | 022-05-2050-00-D | LS | NO | NO | n/a |  | INDIRECT | Active | Combined Phase (Preliminary & Detailed) | Engineering Management |  |  |  |  | 5000 |  | 02205205000D | Engineering deliverable: Consolidated Discipline Deliverables List <Deliv.>.
02 | 2 | 2 | 05 | 30 | 00 | 00 | D | EPC Planning | 022-05-3000-00-D | LS | NO | NO | n/a |  | INDIRECT | Active | Combined Phase (Preliminary & Detailed) | Engineering Management |  |  |  |  | 5000 |  | 02205300000D | Summary of EPC Planning engineering deliverables.
02 | 2 | 2 | 05 | 30 | 10 | 00 | D | Construction Work Package Input Files <Deliv.> | 022-05-3010-00-D | LS | NO | NO | n/a |  | INDIRECT | Active | Combined Phase (Preliminary & Detailed) | Engineering Management |  |  |  |  | 5000 |  | 02205301000D | Engineering deliverable: Construction Work Package Input Files <Deliv.>.
02 | 2 | 2 | 05 | 30 | 20 | 00 | D | Engineering Requirements for Installation Work Packages <Deliv.> | 022-05-3020-00-D | LS | NO | NO | n/a |  | INDIRECT | Active | Combined Phase (Preliminary & Detailed) | Engineering Management |  |  |  |  | 5000 |  | 02205302000D | Engineering deliverable: Engineering Requirements for Installation Work Packages <Deliv.>.
02 | 2 | 2 | 05 | 30 | 40 | 00 | D | Systemization & Sub-system Breakdown <Deliv.> | 022-05-3040-00-D | LS | NO | NO | n/a |  | INDIRECT | Active | Combined Phase (Preliminary & Detailed) | Engineering Management |  |  |  |  | 5000 |  | 02205304000D | Engineering deliverable: Systemization & Sub-system Breakdown <Deliv.>.
02 | 2 | 2 | 05 | 35 | 00 | 00 | D | Interface Management | 022-05-3500-00-D | LS | NO | NO | n/a |  | INDIRECT | Active | Combined Phase (Preliminary & Detailed) | Engineering Management |  |  |  |  | 5000 |  | 02205350000D | Summary of Interface Management engineering deliverables.
02 | 2 | 2 | 05 | 35 | 10 | 00 | D | Interface Management Plan <Deliv.> | 022-05-3510-00-D | LS | NO | NO | n/a |  | INDIRECT | Active | Combined Phase (Preliminary & Detailed) | Engineering Management |  |  |  |  | 5000 |  | 02205351000D | Engineering deliverable: Interface Management Plan <Deliv.>.
02 | 2 | 2 | 05 | 35 | 20 | 00 | D | Battery Limits Definitions <Deliv.> | 022-05-3520-00-D | LS | NO | NO | n/a |  | INDIRECT | Active | Combined Phase (Preliminary & Detailed) | Engineering Management |  |  |  |  | 5000 |  | 02205352000D | Engineering deliverable: Battery Limits Definitions <Deliv.>.
02 | 2 | 2 | 05 | 35 | 30 | 00 | D | External Stakeholder Interface <Deliv.> | 022-05-3530-00-D | LS | NO | NO | n/a |  | INDIRECT | Active | Combined Phase (Preliminary & Detailed) | Engineering Management |  |  |  |  | 5000 |  | 02205353000D | Engineering deliverable: External Stakeholder Interface <Deliv.>.
02 | 2 | 2 | 05 | 35 | 40 | 00 | D | Interface Register <Deliv.> | 022-05-3540-00-D | LS | NO | NO | n/a |  | INDIRECT | Active | Combined Phase (Preliminary & Detailed) | Engineering Management |  |  |  |  | 5000 |  | 02205354000D | Engineering deliverable: Interface Register <Deliv.>.
02 | 2 | 2 | 05 | 35 | 50 | 00 | D | Interface Control Documents <Deliv.> | 022-05-3550-00-D | LS | NO | NO | n/a |  | INDIRECT | Active | Combined Phase (Preliminary & Detailed) | Engineering Management |  |  |  |  | 5000 |  | 02205355000D | Engineering deliverable: Interface Control Documents <Deliv.>.
02 | 2 | 2 | 05 | 35 | 60 | 00 | D | Interface Meeting Minutes & Action Logs | 022-05-3560-00-D | LS | NO | NO | n/a |  | INDIRECT | Active | Combined Phase (Preliminary & Detailed) | Engineering Management |  |  |  |  | 5000 |  | 02205356000D | Engineering deliverable: Interface Meeting Minutes & Action Logs.
02 | 2 | 2 | 05 | 35 | 70 | 00 | D | Vendor Engineering Interface Sheets <Deliv.> | 022-05-3570-00-D | LS | NO | NO | n/a |  | INDIRECT | Active | Combined Phase (Preliminary & Detailed) | Engineering Management |  |  |  |  | 5000 |  | 02205357000D | Engineering deliverable: Vendor Engineering Interface Sheets <Deliv.>.
02 | 2 | 2 | 05 | 35 | 80 | 00 | D | Contractor / Package Boundary Diagrams | 022-05-3580-00-D | LS | NO | NO | n/a |  | INDIRECT | Active | Combined Phase (Preliminary & Detailed) | Engineering Management |  |  |  |  | 5000 |  | 02205358000D | Engineering deliverable: Contractor / Package Boundary Diagrams.
02 | 2 | 2 | 05 | 45 | 00 | 00 | D | Procurement Plan | 022-05-4500-00-D | LS | NO | NO | n/a |  | INDIRECT | Active | Combined Phase (Preliminary & Detailed) | Engineering Management |  |  |  |  | 5000 |  | 02205450000D | Summary of Procurement Plan engineering deliverables.
02 | 2 | 2 | 05 | 45 | 10 | 00 | D | Procurement Plan <Deliv.> | 022-05-4510-00-D | LS | NO | NO | n/a |  | INDIRECT | Active | Combined Phase (Preliminary & Detailed) | Engineering Management |  |  |  |  | 5000 |  | 02205451000D | Engineering deliverable: Procurement Plan <Deliv.>.
02 | 2 | 2 | 05 | 45 | 15 | 00 | D | Long Lead Equipment List <Deliv.> | 022-05-4515-00-D | LS | NO | NO | n/a |  | INDIRECT | Active | Combined Phase (Preliminary & Detailed) | Engineering Management |  |  |  |  | 5000 |  | 02205451500D | Engineering deliverable: Long Lead Equipment List <Deliv.>.
02 | 2 | 2 | 05 | 45 | 20 | 00 | D | Long Lead Equipment Procurement Strategy <Deliv.> | 022-05-4520-00-D | LS | NO | NO | n/a |  | INDIRECT | Active | Combined Phase (Preliminary & Detailed) | Engineering Management |  |  |  |  | 5000 |  | 02205452000D | Engineering deliverable: Long Lead Equipment Procurement Strategy <Deliv.>.
02 | 2 | 2 | 05 | 45 | 25 | 00 | D | Preliminary Vendor Data Requirements List | 022-05-4525-00-D | LS | NO | NO | n/a |  | INDIRECT | Active | Combined Phase (Preliminary & Detailed) | Engineering Management |  |  |  |  | 5000 |  | 02205452500D | Engineering deliverable: Preliminary Vendor Data Requirements List.
02 | 2 | 2 | 05 | 45 | 30 | 00 | D | Prequalification Requirements <Deliv.> | 022-05-4530-00-D | LS | NO | NO | n/a |  | INDIRECT | Active | Combined Phase (Preliminary & Detailed) | Engineering Management |  |  |  |  | 5000 |  | 02205453000D | Engineering deliverable: Prequalification Requirements <Deliv.>.
02 | 2 | 2 | 05 | 45 | 35 | 00 | D | Vendor Technical Clarifications <Deliv.> | 022-05-4535-00-D | LS | NO | NO | n/a |  | INDIRECT | Active | Combined Phase (Preliminary & Detailed) | Engineering Management |  |  |  |  | 5000 |  | 02205453500D | Engineering deliverable: Vendor Technical Clarifications <Deliv.>.
02 | 2 | 2 | 05 | 45 | 40 | 00 | D | Market Sounding Reports <Deliv.> | 022-05-4540-00-D | LS | NO | NO | n/a |  | INDIRECT | Active | Combined Phase (Preliminary & Detailed) | Engineering Management |  |  |  |  | 5000 |  | 02205454000D | Engineering deliverable: Market Sounding Reports <Deliv.>.
02 | 2 | 2 | 05 | 45 | 45 | 00 | D | Procurement & Contracting Strategy <Deliv.> | 022-05-4545-00-D | LS | NO | NO | n/a |  | INDIRECT | Active | Combined Phase (Preliminary & Detailed) | Engineering Management |  |  |  |  | 5000 |  | 02205454500D | Engineering deliverable: Procurement & Contracting Strategy <Deliv.>.
02 | 2 | 2 | 05 | 45 | 50 | 00 | D | Approved Vendor List <Deliv.> | 022-05-4550-00-D | LS | NO | NO | n/a |  | INDIRECT | Active | Combined Phase (Preliminary & Detailed) | Engineering Management |  |  |  |  | 5000 |  | 02205455000D | Engineering deliverable: Approved Vendor List <Deliv.>.
02 | 2 | 2 | 05 | 45 | 55 | 00 | D | RFQ Packages (Technical) <Deliv.> | 022-05-4555-00-D | LS | NO | NO | n/a |  | INDIRECT | Active | Combined Phase (Preliminary & Detailed) | Engineering Management |  |  |  |  | 5000 |  | 02205455500D | Engineering deliverable: RFQ Packages (Technical) <Deliv.>.
02 | 2 | 2 | 05 | 45 | 60 | 00 | D | Technical Bid Evaluations <Deliv.> | 022-05-4560-00-D | LS | NO | NO | n/a |  | INDIRECT | Active | Combined Phase (Preliminary & Detailed) | Engineering Management |  |  |  |  | 5000 |  | 02205456000D | Engineering deliverable: Technical Bid Evaluations <Deliv.>.
02 | 2 | 2 | 05 | 45 | 65 | 00 | D | Vendor Document Requirements List | 022-05-4565-00-D | LS | NO | NO | n/a |  | INDIRECT | Active | Combined Phase (Preliminary & Detailed) | Engineering Management |  |  |  |  | 5000 |  | 02205456500D | Engineering deliverable: Vendor Document Requirements List.
02 | 2 | 2 | 05 | 45 | 70 | 00 | D | Inspection & Test Plans <Deliv.> | 022-05-4570-00-D | LS | NO | NO | n/a |  | INDIRECT | Active | Combined Phase (Preliminary & Detailed) | Engineering Management |  |  |  |  | 5000 |  | 02205457000D | Engineering deliverable: Inspection & Test Plans <Deliv.>.
02 | 2 | 2 | 05 | 45 | 75 | 00 | D | Vendor Data Integration & Review Records | 022-05-4575-00-D | LS | NO | NO | n/a |  | INDIRECT | Active | Combined Phase (Preliminary & Detailed) | Engineering Management |  |  |  |  | 5000 |  | 02205457500D | Engineering deliverable: Vendor Data Integration & Review Records.
02 | 2 | 2 | 05 | 50 | 00 | 00 | D | Quality | 022-05-5000-00-D | LS | NO | NO | n/a |  | INDIRECT | Active | Combined Phase (Preliminary & Detailed) | Engineering Management |  |  |  |  | 5000 |  | 02205500000D | Summary of Quality engineering deliverables.
02 | 2 | 2 | 05 | 50 | 10 | 00 | D | Design Quality Plans <Deliv.> | 022-05-5010-00-D | LS | NO | NO | n/a |  | INDIRECT | Active | Combined Phase (Preliminary & Detailed) | Engineering Management |  |  |  |  | 5000 |  | 02205501000D | Engineering deliverable: Design Quality Plans <Deliv.>.
02 | 2 | 2 | 05 | 50 | 20 | 00 | D | Design Verification & Validation Plan <Deliv.> | 022-05-5020-00-D | LS | NO | NO | n/a |  | INDIRECT | Active | Combined Phase (Preliminary & Detailed) | Engineering Management |  |  |  |  | 5000 |  | 02205502000D | Engineering deliverable: Design Verification & Validation Plan <Deliv.>.
02 | 2 | 2 | 05 | 50 | 30 | 00 | D | Design Review Procedure <Deliv.> | 022-05-5030-00-D | LS | NO | NO | n/a |  | INDIRECT | Active | Combined Phase (Preliminary & Detailed) | Engineering Management |  |  |  |  | 5000 |  | 02205503000D | Engineering deliverable: Design Review Procedure <Deliv.>.
02 | 2 | 2 | 05 | 55 | 00 | 00 | D | Technical Governance, Assurance & Compliance | 022-05-5500-00-D | LS | NO | NO | n/a |  | INDIRECT | Active | Combined Phase (Preliminary & Detailed) | Engineering Management |  |  |  |  | 5000 |  | 02205550000D | Summary of Technical Governance, Assurance & Compliance engineering deliverables.
02 | 2 | 2 | 05 | 55 | 10 | 00 | D | Technical Assurance Plan <Deliv.> | 022-05-5510-00-D | LS | NO | NO | n/a |  | INDIRECT | Active | Combined Phase (Preliminary & Detailed) | Engineering Management |  |  |  |  | 5000 |  | 02205551000D | Engineering deliverable: Technical Assurance Plan <Deliv.>.
02 | 2 | 2 | 05 | 55 | 20 | 00 | D | Constructability Review Reports <Deliv.> | 022-05-5520-00-D | LS | NO | NO | n/a |  | INDIRECT | Active | Combined Phase (Preliminary & Detailed) | Engineering Management |  |  |  |  | 5000 |  | 02205552000D | Engineering deliverable: Constructability Review Reports <Deliv.>.
02 | 2 | 2 | 05 | 55 | 30 | 00 | D | Operability & Maintainability Reports | 022-05-5530-00-D | LS | NO | NO | n/a |  | INDIRECT | Active | Combined Phase (Preliminary & Detailed) | Engineering Management |  |  |  |  | 5000 |  | 02205553000D | Engineering deliverable: Operability & Maintainability Reports.
02 | 2 | 2 | 05 | 55 | 40 | 00 | D | Code Compliance Reports <Deliv.> | 022-05-5540-00-D | LS | NO | NO | n/a |  | INDIRECT | Active | Combined Phase (Preliminary & Detailed) | Engineering Management |  |  |  |  | 5000 |  | 02205554000D | Engineering deliverable: Code Compliance Reports <Deliv.>.
02 | 2 | 2 | 05 | 55 | 50 | 00 | D | Design Change Control Procedure & Logs | 022-05-5550-00-D | LS | NO | NO | n/a |  | INDIRECT | Active | Combined Phase (Preliminary & Detailed) | Engineering Management |  |  |  |  | 5000 |  | 02205555000D | Engineering deliverable: Design Change Control Procedure & Logs.
02 | 2 | 2 | 05 | 60 | 00 | 00 | D | Project Controls | 022-05-6000-00-D | LS | NO | NO | n/a |  | INDIRECT | Active | Combined Phase (Preliminary & Detailed) | Engineering Management |  |  |  |  | 5000 |  | 02205600000D | Summary of Project Controls engineering deliverables.
02 | 2 | 2 | 05 | 60 | 10 | 00 | D | Cost Management | 022-05-6010-00-D | LS | NO | NO | n/a |  | INDIRECT | Active | Combined Phase (Preliminary & Detailed) | Engineering Management |  |  |  |  | 5000 |  | 02205601000D | Summary of Cost Management engineering deliverables.
02 | 2 | 2 | 05 | 60 | 10 | 10 | D | Cost Estimate <Deliv.> | 022-05-6010-10-D | LS | NO | NO | n/a |  | INDIRECT | Active | Combined Phase (Preliminary & Detailed) | Engineering Management |  |  |  |  | 5000 |  | 02205601010D | Engineering deliverable: Cost Estimate <Deliv.>.
02 | 2 | 2 | 05 | 60 | 10 | 20 | D | Estimate Basis <Deliv.> | 022-05-6010-20-D | LS | NO | NO | n/a |  | INDIRECT | Active | Combined Phase (Preliminary & Detailed) | Engineering Management |  |  |  |  | 5000 |  | 02205601020D | Engineering deliverable: Estimate Basis <Deliv.>.
02 | 2 | 2 | 05 | 60 | 10 | 30 | D | Cost Breakdown Structure | 022-05-6010-30-D | LS | NO | NO | n/a |  | INDIRECT | Active | Combined Phase (Preliminary & Detailed) | Engineering Management |  |  |  |  | 5000 |  | 02205601030D | Engineering deliverable: Cost Breakdown Structure.
02 | 2 | 2 | 05 | 60 | 10 | 40 | D | Control Budget / Baseline <Deliv.> | 022-05-6010-40-D | LS | NO | NO | n/a |  | INDIRECT | Active | Combined Phase (Preliminary & Detailed) | Engineering Management |  |  |  |  | 5000 |  | 02205601040D | Engineering deliverable: Control Budget / Baseline <Deliv.>.
02 | 2 | 2 | 05 | 60 | 10 | 50 | D | Spend Profiles & Cash Flow <Deliv.> | 022-05-6010-50-D | LS | NO | NO | n/a |  | INDIRECT | Active | Combined Phase (Preliminary & Detailed) | Engineering Management |  |  |  |  | 5000 |  | 02205601050D | Engineering deliverable: Spend Profiles & Cash Flow <Deliv.>.
02 | 2 | 2 | 05 | 60 | 10 | 60 | D | Progress & Performance Measurement <Deliv.> | 022-05-6010-60-D | LS | NO | NO | n/a |  | INDIRECT | Active | Combined Phase (Preliminary & Detailed) | Engineering Management |  |  |  |  | 5000 |  | 02205601060D | Engineering deliverable: Progress & Performance Measurement <Deliv.>.
02 | 2 | 2 | 05 | 60 | 10 | 70 | D | Contingency Management Plan <Deliv.> | 022-05-6010-70-D | LS | NO | NO | n/a |  | INDIRECT | Active | Combined Phase (Preliminary & Detailed) | Engineering Management |  |  |  |  | 5000 |  | 02205601070D | Engineering deliverable: Contingency Management Plan <Deliv.>.
02 | 2 | 2 | 05 | 60 | 12 | 00 | D | Change Management | 022-05-6012-00-D | LS | NO | NO | n/a |  | INDIRECT | Active | Combined Phase (Preliminary & Detailed) | Engineering Management |  |  |  |  | 5000 |  | 02205601200D | Summary of Change Management engineering deliverables.
02 | 2 | 2 | 05 | 60 | 12 | 10 | D | Change Management Plan <Deliv.> | 022-05-6012-10-D | LS | NO | NO | n/a |  | INDIRECT | Active | Combined Phase (Preliminary & Detailed) | Engineering Management |  |  |  |  | 5000 |  | 02205601210D | Engineering deliverable: Change Management Plan <Deliv.>.
02 | 2 | 2 | 05 | 60 | 12 | 20 | D | Change Log <Deliv.> | 022-05-6012-20-D | LS | NO | NO | n/a |  | INDIRECT | Active | Combined Phase (Preliminary & Detailed) | Engineering Management |  |  |  |  | 5000 |  | 02205601220D | Engineering deliverable: Change Log <Deliv.>.
02 | 2 | 2 | 05 | 60 | 15 | 00 | D | Contracting & Procurement Controls | 022-05-6015-00-D | LS | NO | NO | n/a |  | INDIRECT | Active | Combined Phase (Preliminary & Detailed) | Engineering Management |  |  |  |  | 5000 |  | 02205601500D | Summary of Contracting & Procurement Controls engineering deliverables.
02 | 2 | 2 | 05 | 60 | 15 | 10 | D | Vendor Controls Requirements | 022-05-6015-10-D | LS | NO | NO | n/a |  | INDIRECT | Active | Combined Phase (Preliminary & Detailed) | Engineering Management |  |  |  |  | 5000 |  | 02205601510D | Engineering deliverable: Vendor Controls Requirements.
02 | 2 | 2 | 05 | 60 | 15 | 20 | D | Vendor Schedule <Deliv.> | 022-05-6015-20-D | LS | NO | NO | n/a |  | INDIRECT | Active | Combined Phase (Preliminary & Detailed) | Engineering Management |  |  |  |  | 5000 |  | 02205601520D | Engineering deliverable: Vendor Schedule <Deliv.>.
02 | 2 | 2 | 05 | 60 | 15 | 30 | D | Vendor Cost Reporting | 022-05-6015-30-D | LS | NO | NO | n/a |  | INDIRECT | Active | Combined Phase (Preliminary & Detailed) | Engineering Management |  |  |  |  | 5000 |  | 02205601530D | Engineering deliverable: Vendor Cost Reporting.
02 | 2 | 2 | 05 | 60 | 15 | 40 | D | Vendor Cash Flow <Deliv.> | 022-05-6015-40-D | LS | NO | NO | n/a |  | INDIRECT | Active | Combined Phase (Preliminary & Detailed) | Engineering Management |  |  |  |  | 5000 |  | 02205601540D | Engineering deliverable: Vendor Cash Flow <Deliv.>.
02 | 2 | 2 | 05 | 60 | 15 | 50 | D | Vendor Monthly Reporting | 022-05-6015-50-D | MO | NO | NO | n/a |  | INDIRECT | Active | Combined Phase (Preliminary & Detailed) | Engineering Management |  |  |  |  | 5000 |  | 02205601550D | Engineering deliverable: Vendor Monthly Reporting.
02 | 2 | 2 | 05 | 60 | 20 | 00 | D | Planning & Scheduling | 022-05-6020-00-D | LS | NO | NO | n/a |  | INDIRECT | Active | Combined Phase (Preliminary & Detailed) | Engineering Management |  |  |  |  | 5000 |  | 02205602000D | Summary of Planning & Scheduling engineering deliverables.
02 | 2 | 2 | 05 | 60 | 20 | 10 | D | Integrated Schedule <Deliv.> | 022-05-6020-10-D | LS | NO | NO | n/a |  | INDIRECT | Active | Combined Phase (Preliminary & Detailed) | Engineering Management |  |  |  |  | 5000 |  | 02205602010D | Engineering deliverable: Integrated Schedule <Deliv.>.
02 | 2 | 2 | 05 | 60 | 20 | 20 | D | Schedule Basis Document <Deliv.> | 022-05-6020-20-D | LS | NO | NO | n/a |  | INDIRECT | Active | Combined Phase (Preliminary & Detailed) | Engineering Management |  |  |  |  | 5000 |  | 02205602020D | Engineering deliverable: Schedule Basis Document <Deliv.>.
02 | 2 | 2 | 05 | 60 | 20 | 30 | D | Milestone Register <Deliv.> | 022-05-6020-30-D | LS | NO | NO | n/a |  | INDIRECT | Active | Combined Phase (Preliminary & Detailed) | Engineering Management |  |  |  |  | 5000 |  | 02205602030D | Engineering deliverable: Milestone Register <Deliv.>.
02 | 2 | 2 | 05 | 60 | 20 | 40 | D | Schedule Change Requests | 022-05-6020-40-D | LS | NO | NO | n/a |  | INDIRECT | Active | Combined Phase (Preliminary & Detailed) | Engineering Management |  |  |  |  | 5000 |  | 02205602040D | Engineering deliverable: Schedule Change Requests.
02 | 2 | 2 | 05 | 60 | 20 | 50 | D | Staffing Plan & Resource Histogram <Deliv.> | 022-05-6020-50-D | LS | NO | NO | n/a |  | INDIRECT | Active | Combined Phase (Preliminary & Detailed) | Engineering Management |  |  |  |  | 5000 |  | 02205602050D | Engineering deliverable: Staffing Plan & Resource Histogram <Deliv.>.
02 | 2 | 2 | 05 | 60 | 25 | 00 | D | Progress & Performance | 022-05-6025-00-D | LS | NO | NO | n/a |  | INDIRECT | Active | Combined Phase (Preliminary & Detailed) | Engineering Management |  |  |  |  | 5000 |  | 02205602500D | Summary of Progress & Performance engineering deliverables.
02 | 2 | 2 | 05 | 60 | 25 | 10 | D | Progress & Measurement Procedure | 022-05-6025-10-D | LS | NO | NO | n/a |  | INDIRECT | Active | Combined Phase (Preliminary & Detailed) | Engineering Management |  |  |  |  | 5000 |  | 02205602510D | Engineering deliverable: Progress & Measurement Procedure.
02 | 2 | 2 | 05 | 60 | 25 | 20 | D | Rules of Credit <Deliv.> | 022-05-6025-20-D | LS | NO | NO | n/a |  | INDIRECT | Active | Combined Phase (Preliminary & Detailed) | Engineering Management |  |  |  |  | 5000 |  | 02205602520D | Engineering deliverable: Rules of Credit <Deliv.>.
02 | 2 | 2 | 05 | 60 | 25 | 30 | D | Progress Curves / S-curves <Deliv.> | 022-05-6025-30-D | LS | NO | NO | n/a |  | INDIRECT | Active | Combined Phase (Preliminary & Detailed) | Engineering Management |  |  |  |  | 5000 |  | 02205602530D | Engineering deliverable: Progress Curves / S-curves <Deliv.>.
02 | 2 | 2 | 05 | 60 | 25 | 40 | D | Man-hour Forecast / Resource Histogram <Deliv.> | 022-05-6025-40-D | LS | NO | NO | n/a |  | INDIRECT | Active | Combined Phase (Preliminary & Detailed) | Engineering Management |  |  |  |  | 5000 |  | 02205602540D | Engineering deliverable: Man-hour Forecast / Resource Histogram <Deliv.>.
02 | 2 | 2 | 05 | 60 | 30 | 00 | D | Reporting & Dashboards | 022-05-6030-00-D | LS | NO | NO | n/a |  | INDIRECT | Active | Combined Phase (Preliminary & Detailed) | Engineering Management |  |  |  |  | 5000 |  | 02205603000D | Summary of Reporting & Dashboards engineering deliverables.
02 | 2 | 2 | 05 | 60 | 30 | 10 | D | Monthly Progress Reports <Deliv.> | 022-05-6030-10-D | LS | NO | NO | n/a |  | INDIRECT | Active | Combined Phase (Preliminary & Detailed) | Engineering Management |  |  |  |  | 5000 |  | 02205603010D | Engineering deliverable: Monthly Progress Reports <Deliv.>.
02 | 2 | 2 | 05 | 60 | 30 | 20 | D | KPIs <Deliv.> | 022-05-6030-20-D | LS | NO | NO | n/a |  | INDIRECT | Active | Combined Phase (Preliminary & Detailed) | Engineering Management |  |  |  |  | 5000 |  | 02205603020D | Engineering deliverable: KPIs <Deliv.>.
02 | 2 | 2 | 05 | 60 | 30 | 30 | D | Dashboards <Deliv.> | 022-05-6030-30-D | LS | NO | NO | n/a |  | INDIRECT | Active | Combined Phase (Preliminary & Detailed) | Engineering Management |  |  |  |  | 5000 |  | 02205603030D | Engineering deliverable: Dashboards <Deliv.>.
02 | 2 | 2 | 05 | 60 | 35 | 00 | D | Risk Management | 022-05-6035-00-D | LS | NO | NO | n/a |  | INDIRECT | Active | Combined Phase (Preliminary & Detailed) | Engineering Management |  |  |  |  | 5000 |  | 02205603500D | Summary of Risk Management engineering deliverables.
02 | 2 | 2 | 05 | 60 | 35 | 10 | D | Risk Management Plan <Deliv.> | 022-05-6035-10-D | LS | NO | NO | n/a |  | INDIRECT | Active | Combined Phase (Preliminary & Detailed) | Engineering Management |  |  |  |  | 5000 |  | 02205603510D | Engineering deliverable: Risk Management Plan <Deliv.>.
02 | 2 | 2 | 05 | 60 | 35 | 20 | D | Engineering Risk Register <Deliv.> | 022-05-6035-20-D | LS | NO | NO | n/a |  | INDIRECT | Active | Combined Phase (Preliminary & Detailed) | Engineering Management |  |  |  |  | 5000 |  | 02205603520D | Engineering deliverable: Engineering Risk Register <Deliv.>.
02 | 2 | 2 | 05 | 60 | 35 | 30 | D | Engineering Issue & Action Log <Deliv.> | 022-05-6035-30-D | LS | NO | NO | n/a |  | INDIRECT | Active | Combined Phase (Preliminary & Detailed) | Engineering Management |  |  |  |  | 5000 |  | 02205603530D | Engineering deliverable: Engineering Issue & Action Log <Deliv.>.
02 | 2 | 2 | 05 | 60 | 35 | 40 | D | Change Management Procedure <Deliv.> | 022-05-6035-40-D | LS | NO | NO | n/a |  | INDIRECT | Active | Combined Phase (Preliminary & Detailed) | Engineering Management |  |  |  |  | 5000 |  | 02205603540D | Engineering deliverable: Change Management Procedure <Deliv.>.
02 | 2 | 2 | 05 | 60 | 35 | 50 | D | Design Change Register <Deliv.> | 022-05-6035-50-D | LS | NO | NO | n/a |  | INDIRECT | Active | Combined Phase (Preliminary & Detailed) | Engineering Management |  |  |  |  | 5000 |  | 02205603550D | Engineering deliverable: Design Change Register <Deliv.>.
02 | 2 | 2 | 10 | 00 | 00 | 00 | 0 | Process Engineering | 022-10-0000-00-0 | HR | NO | NO | n/a |  | INDIRECT | Active | Combined Phase (Preliminary & Detailed) | Process Engineering | [6 empty] | 022100000000 | Summary of Process Engineering engineering deliverables.
02 | 2 | 2 | 10 | 10 | 00 | 00 | D | Design Basis / Narratives | 022-10-1000-00-D | LS | NO | NO | n/a |  | INDIRECT | Active | Combined Phase (Preliminary & Detailed) | Process Engineering |  |  |  |  | 5000 |  | 02210100000D | Summary of Design Basis / Narratives engineering deliverables.
02 | 2 | 2 | 10 | 10 | 10 | 00 | D | Process Basis of Design <Deliv.> | 022-10-1010-00-D | LS | NO | NO | n/a |  | INDIRECT | Active | Combined Phase (Preliminary & Detailed) | Process Engineering |  |  |  |  | 5000 |  | 02210101000D | Engineering deliverable: Process Basis of Design <Deliv.>.
02 | 2 | 2 | 10 | 10 | 15 | 00 | D | Process Narratives / Control Narratives <Deliv.> | 022-10-1015-00-D | HR | NO | NO | n/a |  | INDIRECT | Active | Combined Phase (Preliminary & Detailed) | Process Engineering |  |  |  | 100 | 5000 |  | 02210101500D | Engineering deliverable: Process Narratives / Control Narratives <Deliv.>.
02 | 2 | 2 | 10 | 10 | 40 | 00 | D | Verified Fluid Properties & Operating Envelopes <Deliv.> | 022-10-1040-00-D | LS | NO | NO | n/a |  | INDIRECT | Active | Combined Phase (Preliminary & Detailed) | Process Engineering |  |  |  |  | 5000 |  | 02210104000D | Engineering deliverable: Verified Fluid Properties & Operating Envelopes <Deliv.>.
02 | 2 | 2 | 10 | 15 | 00 | 00 | D | Calculations / Studies | 022-10-1500-00-D | LS | NO | NO | n/a |  | INDIRECT | Active | Combined Phase (Preliminary & Detailed) | Process Engineering |  |  |  |  | 5000 |  | 02210150000D | Summary of Calculations / Studies engineering deliverables.
02 | 2 | 2 | 10 | 15 | 10 | 00 | D | Process Simulations <Deliv.> | 022-10-1510-00-D | LS | NO | NO | n/a |  | INDIRECT | Active | Combined Phase (Preliminary & Detailed) | Process Engineering |  |  |  |  | 5000 |  | 02210151000D | Engineering deliverable: Process Simulations <Deliv.>.
02 | 2 | 2 | 10 | 15 | 20 | 00 | D | Preliminary Heat and Mass Balance <Deliv.> | 022-10-1520-00-D | LS | NO | NO | n/a |  | INDIRECT | Active | Combined Phase (Preliminary & Detailed) | Process Engineering |  |  |  |  | 5000 |  | 02210152000D | Engineering deliverable: Preliminary Heat and Mass Balance <Deliv.>.
02 | 2 | 2 | 10 | 15 | 25 | 00 | D | Utility Summaries <Deliv.> | 022-10-1525-00-D | LS | NO | NO | n/a |  | INDIRECT | Active | Combined Phase (Preliminary & Detailed) | Process Engineering |  |  |  |  | 5000 |  | 02210152500D | Engineering deliverable: Utility Summaries <Deliv.>.
02 | 2 | 2 | 10 | 15 | 30 | 00 | D | Emissions Estimates <Deliv.> | 022-10-1530-00-D | LS | NO | NO | n/a |  | INDIRECT | Active | Combined Phase (Preliminary & Detailed) | Process Engineering |  |  |  |  | 5000 |  | 02210153000D | Engineering deliverable: Emissions Estimates <Deliv.>.
02 | 2 | 2 | 10 | 15 | 35 | 00 | D | Detailed Hydraulics <Deliv.> | 022-10-1535-00-D | LS | NO | NO | n/a |  | INDIRECT | Active | Combined Phase (Preliminary & Detailed) | Process Engineering |  |  |  |  | 5000 |  | 02210153500D | Engineering deliverable: Detailed Hydraulics <Deliv.>.
02 | 2 | 2 | 10 | 15 | 40 | 00 | D | Dynamic Simulations <Deliv.> | 022-10-1540-00-D | LS | NO | NO | n/a |  | INDIRECT | Active | Combined Phase (Preliminary & Detailed) | Process Engineering |  |  |  |  | 5000 |  | 02210154000D | Engineering deliverable: Dynamic Simulations <Deliv.>.
02 | 2 | 2 | 10 | 15 | 45 | 00 | D | Final Heat & Material Balance <Deliv.> | 022-10-1545-00-D | LS | NO | NO | n/a |  | INDIRECT | Active | Combined Phase (Preliminary & Detailed) | Process Engineering |  |  |  |  | 5000 |  | 02210154500D | Engineering deliverable: Final Heat & Material Balance <Deliv.>.
02 | 2 | 2 | 10 | 15 | 50 | 00 | D | Final Utility System Sizing <Deliv.> | 022-10-1550-00-D | LS | NO | NO | n/a |  | INDIRECT | Active | Combined Phase (Preliminary & Detailed) | Process Engineering |  |  |  |  | 5000 |  | 02210155000D | Engineering deliverable: Final Utility System Sizing <Deliv.>.
02 | 2 | 2 | 10 | 15 | 55 | 00 | D | Heat Transfer / Thermal Checks <Deliv.> | 022-10-1555-00-D | LS | NO | NO | n/a |  | INDIRECT | Active | Combined Phase (Preliminary & Detailed) | Process Engineering |  |  |  |  | 5000 |  | 02210155500D | Engineering deliverable: Heat Transfer / Thermal Checks <Deliv.>.
02 | 2 | 2 | 10 | 15 | 60 | 00 | D | Relief Device Sizing <Deliv.> | 022-10-1560-00-D | LS | NO | NO | n/a |  | INDIRECT | Active | Combined Phase (Preliminary & Detailed) | Process Engineering |  |  |  |  | 5000 |  | 02210156000D | Engineering deliverable: Relief Device Sizing <Deliv.>.
02 | 2 | 2 | 10 | 15 | 65 | 00 | D | Relief Load Calculations <Deliv.> | 022-10-1565-00-D | HR | NO | NO | n/a |  | INDIRECT | Active | Combined Phase (Preliminary & Detailed) | Process Engineering |  |  |  | 100 | 5000 |  | 02210156500D | Engineering deliverable: Relief Load Calculations <Deliv.>.
02 | 2 | 2 | 10 | 15 | 70 | 00 | D | Equipment Sizing <Deliv.> | 022-10-1570-00-D | HR | NO | NO | n/a |  | INDIRECT | Active | Combined Phase (Preliminary & Detailed) | Process Engineering |  |  |  | 100 | 5000 |  | 02210157000D | Engineering deliverable: Equipment Sizing <Deliv.>.
02 | 2 | 2 | 10 | 20 | 00 | 00 | D | Data & Lists | 022-10-2000-00-D | LS | NO | NO | n/a |  | INDIRECT | Active | Combined Phase (Preliminary & Detailed) | Process Engineering |  |  |  |  | 5000 |  | 02210200000D | Summary of Data & Lists engineering deliverables.
02 | 2 | 2 | 10 | 20 | 05 | 00 | D | Line List <Deliv.> | 022-10-2005-00-D | LS | NO | NO | n/a |  | INDIRECT | Active | Combined Phase (Preliminary & Detailed) | Process Engineering |  |  |  |  | 5000 |  | 02210200500D | Engineering deliverable: Line List <Deliv.>.
02 | 2 | 2 | 10 | 20 | 10 | 00 | D | Relief Device List and Datasheets <Deliv.> | 022-10-2010-00-D | LS | NO | NO | n/a |  | INDIRECT | Active | Combined Phase (Preliminary & Detailed) | Process Engineering |  |  |  |  | 5000 |  | 02210201000D | Engineering deliverable: Relief Device List and Datasheets <Deliv.>.
02 | 2 | 2 | 10 | 20 | 15 | 00 | D | Equipment Process Datasheets <Deliv.> | 022-10-2015-00-D | LS | NO | NO | n/a |  | INDIRECT | Active | Combined Phase (Preliminary & Detailed) | Process Engineering |  |  |  |  | 5000 |  | 02210201500D | Engineering deliverable: Equipment Process Datasheets <Deliv.>.
02 | 2 | 2 | 10 | 20 | 20 | 00 | D | Instrument Process Datasheets <Deliv.> | 022-10-2020-00-D | LS | NO | NO | n/a |  | INDIRECT | Active | Combined Phase (Preliminary & Detailed) | Process Engineering |  |  |  |  | 5000 |  | 02210202000D | Engineering deliverable: Instrument Process Datasheets <Deliv.>.
02 | 2 | 2 | 10 | 20 | 25 | 00 | D | Design Pressure & Temp Summary <Deliv.> | 022-10-2025-00-D | LS | NO | NO | n/a |  | INDIRECT | Active | Combined Phase (Preliminary & Detailed) | Process Engineering |  |  |  |  | 5000 |  | 02210202500D | Engineering deliverable: Design Pressure & Temp Summary <Deliv.>.
02 | 2 | 2 | 10 | 20 | 30 | 00 | D | Process Operating Conditions Matrix <Deliv.> | 022-10-2030-00-D | LS | NO | NO | n/a |  | INDIRECT | Active | Combined Phase (Preliminary & Detailed) | Process Engineering |  |  |  |  | 5000 |  | 02210203000D | Engineering deliverable: Process Operating Conditions Matrix <Deliv.>.
02 | 2 | 2 | 10 | 20 | 35 | 00 | D | Setpoint and Alarm Summary <Deliv.> | 022-10-2035-00-D | LS | NO | NO | n/a |  | INDIRECT | Active | Combined Phase (Preliminary & Detailed) | Process Engineering |  |  |  |  | 5000 |  | 02210203500D | Engineering deliverable: Setpoint and Alarm Summary <Deliv.>.
02 | 2 | 2 | 10 | 30 | 00 | 00 | D | Drawings / MTOs | 022-10-3000-00-D | LS | NO | NO | n/a |  | INDIRECT | Active | Combined Phase (Preliminary & Detailed) | Process Engineering |  |  |  |  | 5000 |  | 02210300000D | Summary of Drawings / MTOs engineering deliverables.
02 | 2 | 2 | 10 | 30 | 10 | 00 | D | Process Flow Diagrams (PFDs) <Deliv.> | 022-10-3010-00-D | LS | NO | NO | n/a |  | INDIRECT | Active | Combined Phase (Preliminary & Detailed) | Process Engineering |  |  |  |  | 5000 |  | 02210301000D | Engineering deliverable: Process Flow Diagrams (PFDs) <Deliv.>.
02 | 2 | 2 | 10 | 30 | 20 | 00 | D | P&IDs – final design <Deliv.> | 022-10-3020-00-D | LS | NO | NO | n/a |  | INDIRECT | Active | Combined Phase (Preliminary & Detailed) | Process Engineering |  |  |  |  | 5000 |  | 02210302000D | Engineering deliverable: P&IDs – final design <Deliv.>.
02 | 2 | 2 | 10 | 30 | 30 | 00 | D | Cause & Effect Matrices <Deliv.> | 022-10-3030-00-D | EA | NO | NO | n/a |  | INDIRECT | Active | Combined Phase (Preliminary & Detailed) | Process Engineering |  |  |  |  | 5000 |  | 02210303000D | Engineering deliverable: Cause & Effect Matrices <Deliv.>.
02 | 2 | 2 | 10 | 30 | 40 | 00 | D | Final Process Datasheets <Deliv.> | 022-10-3040-00-D | LS | NO | NO | n/a |  | INDIRECT | Active | Combined Phase (Preliminary & Detailed) | Process Engineering |  |  |  |  | 5000 |  | 02210304000D | Engineering deliverable: Final Process Datasheets <Deliv.>.
02 | 2 | 2 | 15 | 00 | 00 | 00 | 0 | Safety / Loss Prevention Engineering | 022-15-0000-00-0 | HR | NO | NO | n/a |  | INDIRECT | Active | Combined Phase (Preliminary & Detailed) | Safety / Loss Prevention Engineering | [6 empty] | 022150000000 | Summary of Safety / Loss Prevention Engineering engineering deliverables.
02 | 2 | 2 | 15 | 10 | 00 | 00 | D | Design Basis / Narratives | 022-15-1000-00-D | LS | NO | NO | n/a |  | INDIRECT | Active | Combined Phase (Preliminary & Detailed) | Safety / Loss Prevention Engineering |  |  |  |  | 5000 |  | 02215100000D | Summary of Design Basis / Narratives engineering deliverables.
02 | 2 | 2 | 15 | 10 | 10 | 00 | D | Safety Basis of Design <Deliv.> | 022-15-1010-00-D | LS | NO | NO | n/a |  | INDIRECT | Active | Combined Phase (Preliminary & Detailed) | Safety / Loss Prevention Engineering |  |  |  |  | 5000 |  | 02215101000D | Engineering deliverable: Safety Basis of Design <Deliv.>.
02 | 2 | 2 | 15 | 10 | 15 | 00 | D | Risk Assessment (HAZID ENVID) <Deliv.> | 022-15-1015-00-D | LS | NO | NO | n/a |  | INDIRECT | Active | Combined Phase (Preliminary & Detailed) | Safety / Loss Prevention Engineering |  |  |  |  | 5000 |  | 02215101500D | Engineering deliverable: Risk Assessment (HAZID ENVID) <Deliv.>.
02 | 2 | 2 | 15 | 10 | 20 | 00 | D | Process Safety Basis of Design <Deliv.> | 022-15-1020-00-D | LS | NO | NO | n/a |  | INDIRECT | Active | Combined Phase (Preliminary & Detailed) | Safety / Loss Prevention Engineering |  |  |  |  | 5000 |  | 02215102000D | Engineering deliverable: Process Safety Basis of Design <Deliv.>.
02 | 2 | 2 | 15 | 10 | 25 | 00 | D | HAZOP Close-out Actions & Resolutions <Deliv.> | 022-15-1025-00-D | LS | NO | NO | n/a |  | INDIRECT | Active | Combined Phase (Preliminary & Detailed) | Safety / Loss Prevention Engineering |  |  |  |  | 5000 |  | 02215102500D | Engineering deliverable: HAZOP Close-out Actions & Resolutions <Deliv.>.
02 | 2 | 2 | 15 | 10 | 30 | 00 | D | Fireproofing Philosophy <Deliv.> | 022-15-1030-00-D | LS | NO | NO | n/a |  | INDIRECT | Active | Combined Phase (Preliminary & Detailed) | Safety / Loss Prevention Engineering |  |  |  |  | 5000 |  | 02215103000D | Engineering deliverable: Fireproofing Philosophy <Deliv.>.
02 | 2 | 2 | 15 | 10 | 35 | 00 | D | Safety-in-Design Strategy <Deliv.> | 022-15-1035-00-D | HR | NO | NO | n/a |  | INDIRECT | Active | Combined Phase (Preliminary & Detailed) | Safety / Loss Prevention Engineering |  |  |  | 100 | 5000 |  | 02215103500D | Engineering deliverable: Safety-in-Design Strategy <Deliv.>.
02 | 2 | 2 | 15 | 10 | 50 | 00 | D | Process Safeguarding Philosophy <Deliv.> | 022-15-1050-00-D | LS | NO | NO | n/a |  | INDIRECT | Active | Combined Phase (Preliminary & Detailed) | Safety / Loss Prevention Engineering |  |  |  |  | 5000 |  | 02215105000D | Engineering deliverable: Process Safeguarding Philosophy <Deliv.>.
02 | 2 | 2 | 15 | 15 | 00 | 00 | D | Calculations / Studies | 022-15-1500-00-D | LS | NO | NO | n/a |  | INDIRECT | Active | Combined Phase (Preliminary & Detailed) | Safety / Loss Prevention Engineering |  |  |  |  | 5000 |  | 02215150000D | Summary of Calculations / Studies engineering deliverables.
02 | 2 | 2 | 15 | 15 | 10 | 00 | D | Firewater Demand Estimation <Deliv.> | 022-15-1510-00-D | LS | NO | NO | n/a |  | INDIRECT | Active | Combined Phase (Preliminary & Detailed) | Safety / Loss Prevention Engineering |  |  |  |  | 5000 |  | 02215151000D | Engineering deliverable: Firewater Demand Estimation <Deliv.>.
02 | 2 | 2 | 15 | 15 | 15 | 00 | D | Preliminary Hazardous Area Classification <Deliv.> | 022-15-1515-00-D | LS | NO | NO | n/a |  | INDIRECT | Active | Combined Phase (Preliminary & Detailed) | Safety / Loss Prevention Engineering |  |  |  |  | 5000 |  | 02215151500D | Engineering deliverable: Preliminary Hazardous Area Classification <Deliv.>.
02 | 2 | 2 | 15 | 15 | 20 | 00 | D | Facility Siting Analysis <Deliv.> | 022-15-1520-00-D | LS | NO | NO | n/a |  | INDIRECT | Active | Combined Phase (Preliminary & Detailed) | Safety / Loss Prevention Engineering |  |  |  |  | 5000 |  | 02215152000D | Engineering deliverable: Facility Siting Analysis <Deliv.>.
02 | 2 | 2 | 15 | 15 | 30 | 00 | D | Noise Mapping & Mitigation Design <Deliv.> | 022-15-1530-00-D | LS | NO | NO | n/a |  | INDIRECT | Active | Combined Phase (Preliminary & Detailed) | Safety / Loss Prevention Engineering |  |  |  |  | 5000 |  | 02215153000D | Engineering deliverable: Noise Mapping & Mitigation Design <Deliv.>.
02 | 2 | 2 | 15 | 15 | 35 | 00 | D | Egress/Time-to-Evacuate Analysis <Deliv.> | 022-15-1535-00-D | LS | NO | NO | n/a |  | INDIRECT | Active | Combined Phase (Preliminary & Detailed) | Safety / Loss Prevention Engineering |  |  |  |  | 5000 |  | 02215153500D | Engineering deliverable: Egress/Time-to-Evacuate Analysis <Deliv.>.
02 | 2 | 2 | 15 | 15 | 40 | 00 | D | Explosion/Overpressure & Venting Assessments <Deliv.> | 022-15-1540-00-D | LS | NO | NO | n/a |  | INDIRECT | Active | Combined Phase (Preliminary & Detailed) | Safety / Loss Prevention Engineering |  |  |  |  | 5000 |  | 02215154000D | Engineering deliverable: Explosion/Overpressure & Venting Assessments <Deliv.>.
02 | 2 | 2 | 15 | 15 | 45 | 00 | D | HAZID / What-If / Pre-HAZOP Scoping <Deliv.> | 022-15-1545-00-D | HR | NO | NO | n/a |  | INDIRECT | Active | Combined Phase (Preliminary & Detailed) | Safety / Loss Prevention Engineering |  |  |  | 100 | 5000 |  | 02215154500D | Engineering deliverable: HAZID / What-If / Pre-HAZOP Scoping <Deliv.>.
02 | 2 | 2 | 15 | 20 | 00 | 00 | D | Data & Lists | 022-15-2000-00-D | LS | NO | NO | n/a |  | INDIRECT | Active | Combined Phase (Preliminary & Detailed) | Safety / Loss Prevention Engineering |  |  |  |  | 5000 |  | 02215200000D | Summary of Data & Lists engineering deliverables.
02 | 2 | 2 | 15 | 20 | 20 | 00 | D | Specifications <Deliv.> | 022-15-2020-00-D | LS | NO | NO | n/a |  | INDIRECT | Active | Combined Phase (Preliminary & Detailed) | Safety / Loss Prevention Engineering |  |  |  |  | 5000 |  | 02215202000D | Engineering deliverable: Specifications <Deliv.>.
02 | 2 | 2 | 15 | 30 | 00 | 00 | D | Drawings / MTOs | 022-15-3000-00-D | LS | NO | NO | n/a |  | INDIRECT | Active | Combined Phase (Preliminary & Detailed) | Safety / Loss Prevention Engineering |  |  |  |  | 5000 |  | 02215300000D | Summary of Drawings / MTOs engineering deliverables.
02 | 2 | 2 | 15 | 30 | 20 | 00 | D | Firewater System P&IDs & Demand/Hydraulic Calculation <Deliv.> | 022-15-3020-00-D | LS | NO | NO | n/a |  | INDIRECT | Active | Combined Phase (Preliminary & Detailed) | Safety / Loss Prevention Engineering |  |  |  |  | 5000 |  | 02215302000D | Engineering deliverable: Firewater System P&IDs & Demand/Hydraulic Calculation <Deliv.>.
02 | 2 | 2 | 15 | 30 | 25 | 00 | D | Firewater Network Layout & Hydrant/Monitor Locations <Deliv.> | 022-15-3025-00-D | LS | NO | NO | n/a |  | INDIRECT | Active | Combined Phase (Preliminary & Detailed) | Safety / Loss Prevention Engineering |  |  |  |  | 5000 |  | 02215302500D | Engineering deliverable: Firewater Network Layout & Hydrant/Monitor Locations <Deliv.>.
02 | 2 | 2 | 15 | 30 | 30 | 00 | D | Fire & Gas Detector Layout and Coverage Assessment <Deliv.> | 022-15-3030-00-D | LS | NO | NO | n/a |  | INDIRECT | Active | Combined Phase (Preliminary & Detailed) | Safety / Loss Prevention Engineering |  |  |  |  | 5000 |  | 02215303000D | Engineering deliverable: Fire & Gas Detector Layout and Coverage Assessment <Deliv.>.
02 | 2 | 2 | 15 | 30 | 40 | 00 | D | Safety Equipment Layout <Deliv.> | 022-15-3040-00-D | LS | NO | NO | n/a |  | INDIRECT | Active | Combined Phase (Preliminary & Detailed) | Safety / Loss Prevention Engineering |  |  |  |  | 5000 |  | 02215304000D | Engineering deliverable: Safety Equipment Layout <Deliv.>.
02 | 2 | 2 | 15 | 30 | 50 | 00 | D | Escape Route & Muster Area Drawings <Deliv.> | 022-15-3050-00-D | LS | NO | NO | n/a |  | INDIRECT | Active | Combined Phase (Preliminary & Detailed) | Safety / Loss Prevention Engineering |  |  |  |  | 5000 |  | 02215305000D | Engineering deliverable: Escape Route & Muster Area Drawings <Deliv.>.
02 | 2 | 2 | 20 | 00 | 00 | 00 | 0 | Environmental Engineering | 022-20-0000-00-0 | HR | NO | NO | n/a |  | INDIRECT | Active | Combined Phase (Preliminary & Detailed) | Environmental Engineering | [6 empty] | 022200000000 | Summary of Environmental Engineering engineering deliverables.
02 | 2 | 2 | 20 | 10 | 00 | 00 | D | Design Basis / Narratives | 022-20-1000-00-D | LS | NO | NO | n/a |  | INDIRECT | Active | Combined Phase (Preliminary & Detailed) | Environmental Engineering |  |  |  |  | 5000 |  | 02220100000D | Summary of Design Basis / Narratives engineering deliverables.
02 | 2 | 2 | 20 | 10 | 10 | 00 | D | Environmental Basis of Design <Deliv.> | 022-20-1010-00-D | LS | NO | NO | n/a |  | INDIRECT | Active | Combined Phase (Preliminary & Detailed) | Environmental Engineering |  |  |  |  | 5000 |  | 02220101000D | Engineering deliverable: Environmental Basis of Design <Deliv.>.
02 | 2 | 2 | 20 | 10 | 15 | 00 | D | Environmental Impact Assessment <Deliv.> | 022-20-1015-00-D | LS | NO | NO | n/a |  | INDIRECT | Active | Combined Phase (Preliminary & Detailed) | Environmental Engineering |  |  |  |  | 5000 |  | 02220101500D | Engineering deliverable: Environmental Impact Assessment <Deliv.>.
02 | 2 | 2 | 20 | 10 | 20 | 00 | D | Permitting Plan & Regulatory Roadmap <Deliv.> | 022-20-1020-00-D | LS | NO | NO | n/a |  | INDIRECT | Active | Combined Phase (Preliminary & Detailed) | Environmental Engineering |  |  |  |  | 5000 |  | 02220102000D | Engineering deliverable: Permitting Plan & Regulatory Roadmap <Deliv.>.
02 | 2 | 2 | 20 | 10 | 25 | 00 | D | Environmental Management Plan <Deliv.> | 022-20-1025-00-D | LS | NO | NO | n/a |  | INDIRECT | Active | Combined Phase (Preliminary & Detailed) | Environmental Engineering |  |  |  |  | 5000 |  | 02220102500D | Engineering deliverable: Environmental Management Plan <Deliv.>.
02 | 2 | 2 | 20 | 10 | 30 | 00 | D | Final Environmental Criteria & Permit Conditions <Deliv.> | 022-20-1030-00-D | LS | NO | NO | n/a |  | INDIRECT | Active | Combined Phase (Preliminary & Detailed) | Environmental Engineering |  |  |  |  | 5000 |  | 02220103000D | Engineering deliverable: Final Environmental Criteria & Permit Conditions <Deliv.>.
02 | 2 | 2 | 20 | 10 | 35 | 00 | D | Regulatory Compliance Matrix <Deliv.> | 022-20-1035-00-D | HR | NO | NO | n/a |  | INDIRECT | Active | Combined Phase (Preliminary & Detailed) | Environmental Engineering |  |  |  | 100 | 5000 |  | 02220103500D | Engineering deliverable: Regulatory Compliance Matrix <Deliv.>.
02 | 2 | 2 | 20 | 15 | 00 | 00 | D | Calculations / Studies | 022-20-1500-00-D | LS | NO | NO | n/a |  | INDIRECT | Active | Combined Phase (Preliminary & Detailed) | Environmental Engineering |  |  |  |  | 5000 |  | 02220150000D | Summary of Calculations / Studies engineering deliverables.
02 | 2 | 2 | 20 | 15 | 10 | 00 | D | Emissions Inventory <Deliv.> | 022-20-1510-00-D | LS | NO | NO | n/a |  | INDIRECT | Active | Combined Phase (Preliminary & Detailed) | Environmental Engineering |  |  |  |  | 5000 |  | 02220151000D | Engineering deliverable: Emissions Inventory <Deliv.>.
02 | 2 | 2 | 20 | 15 | 15 | 00 | D | Sustainability/ESG Considerations <Deliv.> | 022-20-1515-00-D | LS | NO | NO | n/a |  | INDIRECT | Active | Combined Phase (Preliminary & Detailed) | Environmental Engineering |  |  |  |  | 5000 |  | 02220151500D | Engineering deliverable: Sustainability/ESG Considerations <Deliv.>.
02 | 2 | 2 | 20 | 15 | 20 | 00 | D | Noise / Air Quality Modeling <Deliv.> | 022-20-1520-00-D | LS | NO | NO | n/a |  | INDIRECT | Active | Combined Phase (Preliminary & Detailed) | Environmental Engineering |  |  |  |  | 5000 |  | 02220152000D | Engineering deliverable: Noise / Air Quality Modeling <Deliv.>.
02 | 2 | 2 | 20 | 15 | 25 | 00 | D | Spill Prevention & Response Plan <Deliv.> | 022-20-1525-00-D | LS | NO | NO | n/a |  | INDIRECT | Active | Combined Phase (Preliminary & Detailed) | Environmental Engineering |  |  |  |  | 5000 |  | 02220152500D | Engineering deliverable: Spill Prevention & Response Plan <Deliv.>.
02 | 2 | 2 | 20 | 15 | 30 | 00 | D | GHG/Energy Assessments <Deliv.> | 022-20-1530-00-D | LS | NO | NO | n/a |  | INDIRECT | Active | Combined Phase (Preliminary & Detailed) | Environmental Engineering |  |  |  |  | 5000 |  | 02220153000D | Engineering deliverable: GHG/Energy Assessments <Deliv.>.
02 | 2 | 2 | 20 | 15 | 35 | 00 | D | Hydrology/Hydraulics for Stormwater <Deliv.> | 022-20-1535-00-D | LS | NO | NO | n/a |  | INDIRECT | Active | Combined Phase (Preliminary & Detailed) | Environmental Engineering |  |  |  |  | 5000 |  | 02220153500D | Engineering deliverable: Hydrology/Hydraulics for Stormwater <Deliv.>.
02 | 2 | 2 | 20 | 15 | 40 | 00 | D | Water Quality Mass Balances <Deliv.> | 022-20-1540-00-D | LS | NO | NO | n/a |  | INDIRECT | Active | Combined Phase (Preliminary & Detailed) | Environmental Engineering |  |  |  |  | 5000 |  | 02220154000D | Engineering deliverable: Water Quality Mass Balances <Deliv.>.
02 | 2 | 2 | 20 | 15 | 45 | 00 | D | Waste Management Plans <Deliv.> | 022-20-1545-00-D | HR | NO | NO | n/a |  | INDIRECT | Active | Combined Phase (Preliminary & Detailed) | Environmental Engineering |  |  |  | 100 | 5000 |  | 02220154500D | Engineering deliverable: Waste Management Plans <Deliv.>.
02 | 2 | 2 | 20 | 20 | 00 | 00 | D | Data & Lists | 022-20-2000-00-D | LS | NO | NO | n/a |  | INDIRECT | Active | Combined Phase (Preliminary & Detailed) | Environmental Engineering |  |  |  |  | 5000 |  | 02220200000D | Summary of Data & Lists engineering deliverables.
02 | 2 | 2 | 20 | 20 | 40 | 00 | D | Noise/Vibration Compliance Design Inputs <Deliv.> | 022-20-2040-00-D | LS | NO | NO | n/a |  | INDIRECT | Active | Combined Phase (Preliminary & Detailed) | Environmental Engineering |  |  |  |  | 5000 |  | 02220204000D | Engineering deliverable: Noise/Vibration Compliance Design Inputs <Deliv.>.
02 | 2 | 2 | 20 | 30 | 00 | 00 | D | Drawings / MTOs | 022-20-3000-00-D | LS | NO | NO | n/a |  | INDIRECT | Active | Combined Phase (Preliminary & Detailed) | Environmental Engineering |  |  |  |  | 5000 |  | 02220300000D | Summary of Drawings / MTOs engineering deliverables.
02 | 2 | 2 | 20 | 30 | 10 | 00 | D | Environmental Monitoring Plan <Deliv.> | 022-20-3010-00-D | LS | NO | NO | n/a |  | INDIRECT | Active | Combined Phase (Preliminary & Detailed) | Environmental Engineering |  |  |  |  | 5000 |  | 02220301000D | Engineering deliverable: Environmental Monitoring Plan <Deliv.>.
02 | 2 | 2 | 20 | 30 | 15 | 00 | D | Final SWPPP & Erosion & Sediment Control Drawings <Deliv.> | 022-20-3015-00-D | LS | NO | NO | n/a |  | INDIRECT | Active | Combined Phase (Preliminary & Detailed) | Environmental Engineering |  |  |  |  | 5000 |  | 02220301500D | Engineering deliverable: Final SWPPP & Erosion & Sediment Control Drawings <Deliv.>.
02 | 2 | 2 | 20 | 30 | 20 | 00 | D | Permit Application Packages and Responses <Deliv.> | 022-20-3020-00-D | LS | NO | NO | n/a |  | INDIRECT | Active | Combined Phase (Preliminary & Detailed) | Environmental Engineering |  |  |  |  | 5000 |  | 02220302000D | Engineering deliverable: Permit Application Packages and Responses <Deliv.>.
02 | 2 | 2 | 20 | 30 | 25 | 00 | D | Permits Register <Deliv.> | 022-20-3025-00-D | HR | NO | NO | n/a |  | INDIRECT | Active | Combined Phase (Preliminary & Detailed) | Environmental Engineering |  |  |  | 100 | 5000 |  | 02220302500D | Engineering deliverable: Permits Register <Deliv.>.
02 | 2 | 2 | 25 | 00 | 00 | 00 | 0 | Civil / Structural Engineering | 022-25-0000-00-0 | HR | NO | NO | n/a |  | INDIRECT | Active | Combined Phase (Preliminary & Detailed) | Civil / Structural Engineering | [6 empty] | 022250000000 | Summary of Civil / Structural Engineering engineering deliverables.
02 | 2 | 2 | 25 | 10 | 00 | 00 | D | Design Basis / Narratives | 022-25-1000-00-D | LS | NO | NO | n/a |  | INDIRECT | Active | Combined Phase (Preliminary & Detailed) | Civil / Structural Engineering |  |  |  |  | 5000 |  | 02225100000D | Summary of Design Basis / Narratives engineering deliverables.
02 | 2 | 2 | 25 | 10 | 10 | 00 | D | Civil / Structural Basis of Design <Deliv.> | 022-25-1010-00-D | LS | NO | NO | n/a |  | INDIRECT | Active | Combined Phase (Preliminary & Detailed) | Civil / Structural Engineering |  |  |  |  | 5000 |  | 02225101000D | Engineering deliverable: Civil / Structural Basis of Design <Deliv.>.
02 | 2 | 2 | 25 | 10 | 30 | 00 | D | Final Design Loads <Deliv.> | 022-25-1030-00-D | LS | NO | NO | n/a |  | INDIRECT | Active | Combined Phase (Preliminary & Detailed) | Civil / Structural Engineering |  |  |  |  | 5000 |  | 02225103000D | Engineering deliverable: Final Design Loads <Deliv.>.
02 | 2 | 2 | 25 | 15 | 00 | 00 | D | Calculations / Studies | 022-25-1500-00-D | LS | NO | NO | n/a |  | INDIRECT | Active | Combined Phase (Preliminary & Detailed) | Civil / Structural Engineering |  |  |  |  | 5000 |  | 02225150000D | Summary of Calculations / Studies engineering deliverables.
02 | 2 | 2 | 25 | 15 | 10 | 00 | D | Geotechnical Design Inputs <Deliv.> | 022-25-1510-00-D | LS | NO | NO | n/a |  | INDIRECT | Active | Combined Phase (Preliminary & Detailed) | Civil / Structural Engineering |  |  |  |  | 5000 |  | 02225151000D | Engineering deliverable: Geotechnical Design Inputs <Deliv.>.
02 | 2 | 2 | 25 | 15 | 15 | 00 | D | Foundation Layouts & Preliminary Sizing <Deliv.> | 022-25-1515-00-D | LS | NO | NO | n/a |  | INDIRECT | Active | Combined Phase (Preliminary & Detailed) | Civil / Structural Engineering |  |  |  |  | 5000 |  | 02225151500D | Engineering deliverable: Foundation Layouts & Preliminary Sizing <Deliv.>.
02 | 2 | 2 | 25 | 15 | 25 | 00 | D | Equipment/Module Support Strategies <Deliv.> | 022-25-1525-00-D | LS | NO | NO | n/a |  | INDIRECT | Active | Combined Phase (Preliminary & Detailed) | Civil / Structural Engineering |  |  |  |  | 5000 |  | 02225152500D | Engineering deliverable: Equipment/Module Support Strategies <Deliv.>.
02 | 2 | 2 | 25 | 15 | 35 | 00 | D | Foundation Design Calculations <Deliv.> | 022-25-1535-00-D | LS | NO | NO | n/a |  | INDIRECT | Active | Combined Phase (Preliminary & Detailed) | Civil / Structural Engineering |  |  |  |  | 5000 |  | 02225153500D | Engineering deliverable: Foundation Design Calculations <Deliv.>.
02 | 2 | 2 | 25 | 15 | 40 | 00 | D | Structural Steel Analysis Models & Calc Reports <Deliv.> | 022-25-1540-00-D | LS | NO | NO | n/a |  | INDIRECT | Active | Combined Phase (Preliminary & Detailed) | Civil / Structural Engineering |  |  |  |  | 5000 |  | 02225154000D | Engineering deliverable: Structural Steel Analysis Models & Calc Reports <Deliv.>.
02 | 2 | 2 | 25 | 15 | 45 | 00 | D | Blast/Thermal/Fireproofing Structural Calculations <Deliv.> | 022-25-1545-00-D | LS | NO | NO | n/a |  | INDIRECT | Active | Combined Phase (Preliminary & Detailed) | Civil / Structural Engineering |  |  |  |  | 5000 |  | 02225154500D | Engineering deliverable: Blast/Thermal/Fireproofing Structural Calculations <Deliv.>.
02 | 2 | 2 | 25 | 15 | 50 | 00 | D | Final Stormwater Hydrology/Hydraulics <Deliv.> | 022-25-1550-00-D | LS | NO | NO | n/a |  | INDIRECT | Active | Combined Phase (Preliminary & Detailed) | Civil / Structural Engineering |  |  |  |  | 5000 |  | 02225155000D | Engineering deliverable: Final Stormwater Hydrology/Hydraulics <Deliv.>.
02 | 2 | 2 | 25 | 15 | 55 | 00 | D | Foundation Design <Deliv.> | 022-25-1555-00-D | LS | NO | NO | n/a |  | INDIRECT | Active | Combined Phase (Preliminary & Detailed) | Civil / Structural Engineering |  |  |  |  | 5000 |  | 02225155500D | Engineering deliverable: Foundation Design <Deliv.>.
02 | 2 | 2 | 25 | 15 | 60 | 00 | D | Member Design & Connection Design <Deliv.> | 022-25-1560-00-D | LS | NO | NO | n/a |  | INDIRECT | Active | Combined Phase (Preliminary & Detailed) | Civil / Structural Engineering |  |  |  |  | 5000 |  | 02225156000D | Engineering deliverable: Member Design & Connection Design <Deliv.>.
02 | 2 | 2 | 25 | 15 | 65 | 00 | D | Pavement Design <Deliv.> | 022-25-1565-00-D | LS | NO | NO | n/a |  | INDIRECT | Active | Combined Phase (Preliminary & Detailed) | Civil / Structural Engineering |  |  |  |  | 5000 |  | 02225156500D | Engineering deliverable: Pavement Design <Deliv.>.
02 | 2 | 2 | 25 | 15 | 70 | 00 | D | Retaining Wall/Earth Structures <Deliv.> | 022-25-1570-00-D | LS | NO | NO | n/a |  | INDIRECT | Active | Combined Phase (Preliminary & Detailed) | Civil / Structural Engineering |  |  |  |  | 5000 |  | 02225157000D | Engineering deliverable: Retaining Wall/Earth Structures <Deliv.>.
02 | 2 | 2 | 25 | 15 | 75 | 00 | D | Structural Analysis Models <Deliv.> | 022-25-1575-00-D | LS | NO | NO | n/a |  | INDIRECT | Active | Combined Phase (Preliminary & Detailed) | Civil / Structural Engineering |  |  |  |  | 5000 |  | 02225157500D | Engineering deliverable: Structural Analysis Models <Deliv.>.
02 | 2 | 2 | 25 | 15 | 80 | 00 | D | Temporary Works <Deliv.> | 022-25-1580-00-D | LS | NO | NO | n/a |  | INDIRECT | Active | Combined Phase (Preliminary & Detailed) | Civil / Structural Engineering |  |  |  |  | 5000 |  | 02225158000D | Engineering deliverable: Temporary Works <Deliv.>.
02 | 2 | 2 | 25 | 20 | 00 | 00 | D | Data & Lists | 022-25-2000-00-D | LS | NO | NO | n/a |  | INDIRECT | Active | Combined Phase (Preliminary & Detailed) | Civil / Structural Engineering |  |  |  |  | 5000 |  | 02225200000D | Summary of Data & Lists engineering deliverables.
02 | 2 | 2 | 25 | 20 | 10 | 00 | D | Rebar Schedules & Bending Lists <Deliv.> | 022-25-2010-00-D | LS | NO | NO | n/a |  | INDIRECT | Active | Combined Phase (Preliminary & Detailed) | Civil / Structural Engineering |  |  |  |  | 5000 |  | 02225201000D | Engineering deliverable: Rebar Schedules & Bending Lists <Deliv.>.
02 | 2 | 2 | 25 | 30 | 00 | 00 | D | Drawings / MTOs | 022-25-3000-00-D | LS | NO | NO | n/a |  | INDIRECT | Active | Combined Phase (Preliminary & Detailed) | Civil / Structural Engineering |  |  |  |  | 5000 |  | 02225300000D | Summary of Drawings / MTOs engineering deliverables.
02 | 2 | 2 | 25 | 30 | 10 | 00 | D | Earthworks/Grading Plans <Deliv.> | 022-25-3010-00-D | LS | NO | NO | n/a |  | INDIRECT | Active | Combined Phase (Preliminary & Detailed) | Civil / Structural Engineering |  |  |  |  | 5000 |  | 02225301000D | Engineering deliverable: Earthworks/Grading Plans <Deliv.>.
02 | 2 | 2 | 25 | 30 | 15 | 00 | D | Roads, paving and access details <Deliv.> | 022-25-3015-00-D | LS | NO | NO | n/a |  | INDIRECT | Active | Combined Phase (Preliminary & Detailed) | Civil / Structural Engineering |  |  |  |  | 5000 |  | 02225301500D | Engineering deliverable: Roads, paving and access details <Deliv.>.
02 | 2 | 2 | 25 | 30 | 20 | 00 | D | Trenches, pits and sumps details <Deliv.> | 022-25-3020-00-D | LS | NO | NO | n/a |  | INDIRECT | Active | Combined Phase (Preliminary & Detailed) | Civil / Structural Engineering |  |  |  |  | 5000 |  | 02225302000D | Engineering deliverable: Trenches, pits and sumps details <Deliv.>.
02 | 2 | 2 | 25 | 30 | 25 | 00 | D | Underground networks: drainage, oily water, sewer <Deliv.> | 022-25-3025-00-D | LS | NO | NO | n/a |  | INDIRECT | Active | Combined Phase (Preliminary & Detailed) | Civil / Structural Engineering |  |  |  |  | 5000 |  | 02225302500D | Engineering deliverable: Underground networks: drainage, oily water, sewer <Deliv.>.
02 | 2 | 2 | 25 | 30 | 30 | 00 | D | Structural GA Drawings <Deliv.> | 022-25-3030-00-D | LS | NO | NO | n/a |  | INDIRECT | Active | Combined Phase (Preliminary & Detailed) | Civil / Structural Engineering |  |  |  |  | 5000 |  | 02225303000D | Engineering deliverable: Structural GA Drawings <Deliv.>.
02 | 2 | 2 | 25 | 30 | 35 | 00 | D | Foundation Drawings <Deliv.> | 022-25-3035-00-D | LS | NO | NO | n/a |  | INDIRECT | Active | Combined Phase (Preliminary & Detailed) | Civil / Structural Engineering |  |  |  |  | 5000 |  | 02225303500D | Engineering deliverable: Foundation Drawings <Deliv.>.
02 | 2 | 2 | 25 | 30 | 40 | 00 | D | Structural Drawings <Deliv.> | 022-25-3040-00-D | LS | NO | NO | n/a |  | INDIRECT | Active | Combined Phase (Preliminary & Detailed) | Civil / Structural Engineering |  |  |  |  | 5000 |  | 02225304000D | Engineering deliverable: Structural Drawings <Deliv.>.
02 | 2 | 2 | 25 | 30 | 45 | 00 | D | Detail Drawings <Deliv.> | 022-25-3045-00-D | LS | NO | NO | n/a |  | INDIRECT | Active | Combined Phase (Preliminary & Detailed) | Civil / Structural Engineering |  |  |  |  | 5000 |  | 02225304500D | Engineering deliverable: Detail Drawings <Deliv.>.
02 | 2 | 2 | 25 | 30 | 50 | 00 | D | Anchor Bolt Plans & Templates <Deliv.> | 022-25-3050-00-D | LS | NO | NO | n/a |  | INDIRECT | Active | Combined Phase (Preliminary & Detailed) | Civil / Structural Engineering |  |  |  |  | 5000 |  | 02225305000D | Engineering deliverable: Anchor Bolt Plans & Templates <Deliv.>.
02 | 2 | 2 | 25 | 30 | 55 | 00 | D | MTOs Earthwork / Concrete / Structural Steel <Deliv.> | 022-25-3055-00-D | LS | NO | NO | n/a |  | INDIRECT | Active | Combined Phase (Preliminary & Detailed) | Civil / Structural Engineering |  |  |  |  | 5000 |  | 02225305500D | Engineering deliverable: MTOs Earthwork / Concrete / Structural Steel <Deliv.>.
02 | 2 | 2 | 30 | 00 | 00 | 00 | 0 | Mechanical Engineering | 022-30-0000-00-0 | HR | NO | NO | n/a |  | INDIRECT | Active | Combined Phase (Preliminary & Detailed) | Mechanical Engineering | [6 empty] | 022300000000 | Summary of Mechanical Engineering engineering deliverables.
02 | 2 | 2 | 30 | 10 | 00 | 00 | D | Design Basis / Narratives | 022-30-1000-00-D | LS | NO | NO | n/a |  | INDIRECT | Active | Combined Phase (Preliminary & Detailed) | Mechanical Engineering |  |  |  |  | 5000 |  | 02230100000D | Summary of Design Basis / Narratives engineering deliverables.
02 | 2 | 2 | 30 | 10 | 10 | 00 | D | Mechanical Basis of Design <Deliv.> | 022-30-1010-00-D | LS | NO | NO | n/a |  | INDIRECT | Active | Combined Phase (Preliminary & Detailed) | Mechanical Engineering |  |  |  |  | 5000 |  | 02230101000D | Engineering deliverable: Mechanical Basis of Design <Deliv.>.
02 | 2 | 2 | 30 | 10 | 20 | 00 | D | Final Equipment Criteria <Deliv.> | 022-30-1020-00-D | LS | NO | NO | n/a |  | INDIRECT | Active | Combined Phase (Preliminary & Detailed) | Mechanical Engineering |  |  |  |  | 5000 |  | 02230102000D | Engineering deliverable: Final Equipment Criteria <Deliv.>.
02 | 2 | 2 | 30 | 10 | 30 | 00 | D | Equipment Lifting & Handling Procedures <Deliv.> | 022-30-1030-00-D | LS | NO | NO | n/a |  | INDIRECT | Active | Combined Phase (Preliminary & Detailed) | Mechanical Engineering |  |  |  |  | 5000 |  | 02230103000D | Engineering deliverable: Equipment Lifting & Handling Procedures <Deliv.>.
02 | 2 | 2 | 30 | 10 | 40 | 00 | D | Equipment Inspection & Test Plans <Deliv.> | 022-30-1040-00-D | LS | NO | NO | n/a |  | INDIRECT | Active | Combined Phase (Preliminary & Detailed) | Mechanical Engineering |  |  |  |  | 5000 |  | 02230104000D | Engineering deliverable: Equipment Inspection & Test Plans <Deliv.>.
02 | 2 | 2 | 30 | 10 | 45 | 00 | D | Packaged Equipment Vendor Scope Definition <Deliv.> | 022-30-1045-00-D | HR | NO | NO | n/a |  | INDIRECT | Active | Combined Phase (Preliminary & Detailed) | Mechanical Engineering |  |  |  | 100 | 5000 |  | 02230104500D | Engineering deliverable: Packaged Equipment Vendor Scope Definition <Deliv.>.
02 | 2 | 2 | 30 | 10 | 55 | 00 | D | PE Interface Requirements <Deliv.> | 022-30-1055-00-D | HR | NO | NO | n/a |  | INDIRECT | Active | Combined Phase (Preliminary & Detailed) | Mechanical Engineering |  |  |  | 100 | 5000 |  | 02230105500D | Engineering deliverable: PE Interface Requirements <Deliv.>.
02 | 2 | 2 | 30 | 15 | 00 | 00 | D | Calculations / Studies | 022-30-1500-00-D | LS | NO | NO | n/a |  | INDIRECT | Active | Combined Phase (Preliminary & Detailed) | Mechanical Engineering |  |  |  |  | 5000 |  | 02230150000D | Summary of Calculations / Studies engineering deliverables.
02 | 2 | 2 | 30 | 15 | 10 | 00 | D | Preliminary Heat Load Calculations <Deliv.> | 022-30-1510-00-D | LS | NO | NO | n/a |  | INDIRECT | Active | Combined Phase (Preliminary & Detailed) | Mechanical Engineering |  |  |  |  | 5000 |  | 02230151000D | Engineering deliverable: Preliminary Heat Load Calculations <Deliv.>.
02 | 2 | 2 | 30 | 15 | 15 | 00 | D | Equipment Room / Utility Area Planning <Deliv.> | 022-30-1515-00-D | LS | NO | NO | n/a |  | INDIRECT | Active | Combined Phase (Preliminary & Detailed) | Mechanical Engineering |  |  |  |  | 5000 |  | 02230151500D | Engineering deliverable: Equipment Room / Utility Area Planning <Deliv.>.
02 | 2 | 2 | 30 | 15 | 20 | 00 | D | Rotating Equipment Seal/Flush Plans <Deliv.> | 022-30-1520-00-D | LS | NO | NO | n/a |  | INDIRECT | Active | Combined Phase (Preliminary & Detailed) | Mechanical Engineering |  |  |  |  | 5000 |  | 02230152000D | Engineering deliverable: Rotating Equipment Seal/Flush Plans <Deliv.>.
02 | 2 | 2 | 30 | 15 | 25 | 00 | D | Rotating Equipment Torsional and Lateral Vibration Analyses <Deliv.> | 022-30-1525-00-D | LS | NO | NO | n/a |  | INDIRECT | Active | Combined Phase (Preliminary & Detailed) | Mechanical Engineering |  |  |  |  | 5000 |  | 02230152500D | Engineering deliverable: Rotating Equipment Torsional and Lateral Vibration Analyses <Deliv.>.
02 | 2 | 2 | 30 | 15 | 30 | 00 | D | Rotating Equipment Nozzle Load Compliance Report <Deliv.> | 022-30-1530-00-D | LS | NO | NO | n/a |  | INDIRECT | Active | Combined Phase (Preliminary & Detailed) | Mechanical Engineering |  |  |  |  | 5000 |  | 02230153000D | Engineering deliverable: Rotating Equipment Nozzle Load Compliance Report <Deliv.>.
02 | 2 | 2 | 30 | 15 | 35 | 00 | D | Static Equipment Tank Design Calculations <Deliv.> | 022-30-1535-00-D | LS | NO | NO | n/a |  | INDIRECT | Active | Combined Phase (Preliminary & Detailed) | Mechanical Engineering |  |  |  |  | 5000 |  | 02230153500D | Engineering deliverable: Static Equipment Tank Design Calculations <Deliv.>.
02 | 2 | 2 | 30 | 15 | 40 | 00 | D | Static Equipment Nozzle Load Checks <Deliv.> | 022-30-1540-00-D | LS | NO | NO | n/a |  | INDIRECT | Active | Combined Phase (Preliminary & Detailed) | Mechanical Engineering |  |  |  |  | 5000 |  | 02230154000D | Engineering deliverable: Static Equipment Nozzle Load Checks <Deliv.>.
02 | 2 | 2 | 30 | 20 | 00 | 00 | D | Data & Lists | 022-30-2000-00-D | LS | NO | NO | n/a |  | INDIRECT | Active | Combined Phase (Preliminary & Detailed) | Mechanical Engineering |  |  |  |  | 5000 |  | 02230200000D | Summary of Data & Lists engineering deliverables.
02 | 2 | 2 | 30 | 20 | 05 | 00 | D | Master Equipment List <Deliv.> | 022-30-2005-00-D | LS | NO | NO | n/a |  | INDIRECT | Active | Combined Phase (Preliminary & Detailed) | Mechanical Engineering |  |  |  |  | 5000 |  | 02230200500D | Engineering deliverable: Master Equipment List <Deliv.>.
02 | 2 | 2 | 30 | 20 | 10 | 00 | D | Rotating Equipment Pump/Compressor Datasheets <Deliv.> | 022-30-2010-00-D | LS | NO | NO | n/a |  | INDIRECT | Active | Combined Phase (Preliminary & Detailed) | Mechanical Engineering |  |  |  |  | 5000 |  | 02230201000D | Engineering deliverable: Rotating Equipment Pump/Compressor Datasheets <Deliv.>.
02 | 2 | 2 | 30 | 20 | 20 | 00 | D | Rotating Equipment Performance Curves <Deliv.> | 022-30-2020-00-D | LS | NO | NO | n/a |  | INDIRECT | Active | Combined Phase (Preliminary & Detailed) | Mechanical Engineering |  |  |  |  | 5000 |  | 02230202000D | Engineering deliverable: Rotating Equipment Performance Curves <Deliv.>.
02 | 2 | 2 | 30 | 20 | 30 | 00 | D | Static Equipment Vessel/Tank Datasheets <Deliv.> | 022-30-2030-00-D | LS | NO | NO | n/a |  | INDIRECT | Active | Combined Phase (Preliminary & Detailed) | Mechanical Engineering |  |  |  |  | 5000 |  | 02230203000D | Engineering deliverable: Static Equipment Vessel/Tank Datasheets <Deliv.>.
02 | 2 | 2 | 30 | 20 | 40 | 00 | D | Static Equipment Heat Exchanger Mechanical Design & TEMA Sheets <Deliv.> | 022-30-2040-00-D | LS | NO | NO | n/a |  | INDIRECT | Active | Combined Phase (Preliminary & Detailed) | Mechanical Engineering |  |  |  |  | 5000 |  | 02230204000D | Engineering deliverable: Static Equipment Heat Exchanger Mechanical Design & TEMA Sheets <Deliv.>.
02 | 2 | 2 | 30 | 30 | 00 | 00 | D | Drawings / MTOs | 022-30-3000-00-D | LS | NO | NO | n/a |  | INDIRECT | Active | Combined Phase (Preliminary & Detailed) | Mechanical Engineering |  |  |  |  | 5000 |  | 02230300000D | Summary of Drawings / MTOs engineering deliverables.
02 | 2 | 2 | 30 | 30 | 15 | 00 | D | Equipment Locations Plans <Deliv.> | 022-30-3015-00-D | LS | NO | NO | n/a |  | INDIRECT | Active | Combined Phase (Preliminary & Detailed) | Mechanical Engineering |  |  |  |  | 5000 |  | 02230301500D | Engineering deliverable: Equipment Locations Plans <Deliv.>.
02 | 2 | 2 | 30 | 30 | 20 | 00 | D | Rotating Equipment Vendor GA Drawings Review <Deliv.> | 022-30-3020-00-D | LS | NO | NO | n/a |  | INDIRECT | Active | Combined Phase (Preliminary & Detailed) | Mechanical Engineering |  |  |  |  | 5000 |  | 02230302000D | Engineering deliverable: Rotating Equipment Vendor GA Drawings Review <Deliv.>.
02 | 2 | 2 | 30 | 30 | 25 | 00 | D | Rotating Equipment Baseplate & Grout Plan Details <Deliv.> | 022-30-3025-00-D | LS | NO | NO | n/a |  | INDIRECT | Active | Combined Phase (Preliminary & Detailed) | Mechanical Engineering |  |  |  |  | 5000 |  | 02230302500D | Engineering deliverable: Rotating Equipment Baseplate & Grout Plan Details <Deliv.>.
02 | 2 | 2 | 30 | 30 | 30 | 00 | D | Rotating Equipment Lube Oil System Design & P&IDs <Deliv.> | 022-30-3030-00-D | LS | NO | NO | n/a |  | INDIRECT | Active | Combined Phase (Preliminary & Detailed) | Mechanical Engineering |  |  |  |  | 5000 |  | 02230303000D | Engineering deliverable: Rotating Equipment Lube Oil System Design & P&IDs <Deliv.>.
02 | 2 | 2 | 30 | 30 | 35 | 00 | D | Rotating Equipment Coupling Alignment & Soft-Foot Procedures <Deliv.> | 022-30-3035-00-D | LS | NO | NO | n/a |  | INDIRECT | Active | Combined Phase (Preliminary & Detailed) | Mechanical Engineering |  |  |  |  | 5000 |  | 02230303500D | Engineering deliverable: Rotating Equipment Coupling Alignment & Soft-Foot Procedures <Deliv.>.
02 | 2 | 2 | 30 | 30 | 40 | 00 | D | Rotating Equipment FAT/SAT Procedures <Deliv.> | 022-30-3040-00-D | LS | NO | NO | n/a |  | INDIRECT | Active | Combined Phase (Preliminary & Detailed) | Mechanical Engineering |  |  |  |  | 5000 |  | 02230304000D | Engineering deliverable: Rotating Equipment FAT/SAT Procedures <Deliv.>.
02 | 2 | 2 | 30 | 30 | 45 | 00 | D | Static Equipment Welding Procedures & Specs <Deliv.> | 022-30-3045-00-D | LS | NO | NO | n/a |  | INDIRECT | Active | Combined Phase (Preliminary & Detailed) | Mechanical Engineering |  |  |  |  | 5000 |  | 02230304500D | Engineering deliverable: Static Equipment Welding Procedures & Specs <Deliv.>.
02 | 2 | 2 | 30 | 30 | 50 | 00 | D | Static Equipment Nameplate & Relief Device Set Pressure Confirmations <Deliv.> | 022-30-3050-00-D | LS | NO | NO | n/a |  | INDIRECT | Active | Combined Phase (Preliminary & Detailed) | Mechanical Engineering |  |  |  |  | 5000 |  | 02230305000D | Engineering deliverable: Static Equipment Nameplate & Relief Device Set Pressure Confirmations <Deliv.>.
02 | 2 | 2 | 30 | 30 | 55 | 00 | D | Equipment MTOs <Deliv.> | 022-30-3055-00-D | LS | NO | NO | n/a |  | INDIRECT | Active | Combined Phase (Preliminary & Detailed) | Mechanical Engineering |  |  |  |  | 5000 |  | 02230305500D | Engineering deliverable: Equipment MTOs <Deliv.>.
02 | 2 | 2 | 35 | 00 | 00 | 00 | 0 | HVAC / Architectural Design & Engineering | 022-35-0000-00-0 | HR | NO | NO | n/a |  | INDIRECT | Active | Combined Phase (Preliminary & Detailed) | HVAC / Architectural Design & Engineering | [6 empty] | 022350000000 | Summary of HVAC / Architectural Design & Engineering engineering deliverables.
02 | 2 | 2 | 35 | 10 | 00 | 00 | D | Design Basis / Narratives | 022-35-1000-00-D | LS | NO | NO | n/a |  | INDIRECT | Active | Combined Phase (Preliminary & Detailed) | HVAC / Architectural Design & Engineering |  |  |  |  | 5000 |  | 02235100000D | Summary of Design Basis / Narratives engineering deliverables.
02 | 2 | 2 | 35 | 10 | 10 | 00 | D | Building Basis of Design <Deliv.> | 022-35-1010-00-D | LS | NO | NO | n/a |  | INDIRECT | Active | Combined Phase (Preliminary & Detailed) | HVAC / Architectural Design & Engineering |  |  |  |  | 5000 |  | 02235101000D | Engineering deliverable: Building Basis of Design <Deliv.>.
02 | 2 | 2 | 35 | 10 | 15 | 00 | D | Narrative Describing System Goals and Constraints <Deliv.> | 022-35-1015-00-D | LS | NO | NO | n/a |  | INDIRECT | Active | Combined Phase (Preliminary & Detailed) | HVAC / Architectural Design & Engineering |  |  |  |  | 5000 |  | 02235101500D | Engineering deliverable: Narrative Describing System Goals and Constraints <Deliv.>.
02 | 2 | 2 | 35 | 10 | 20 | 00 | D | Final HVAC Design Criteria <Deliv.> | 022-35-1020-00-D | LS | NO | NO | n/a |  | INDIRECT | Active | Combined Phase (Preliminary & Detailed) | HVAC / Architectural Design & Engineering |  |  |  |  | 5000 |  | 02235102000D | Engineering deliverable: Final HVAC Design Criteria <Deliv.>.
02 | 2 | 2 | 35 | 15 | 00 | 00 | D | Calculations / Studies | 022-35-1500-00-D | LS | NO | NO | n/a |  | INDIRECT | Active | Combined Phase (Preliminary & Detailed) | HVAC / Architectural Design & Engineering |  |  |  |  | 5000 |  | 02235150000D | Summary of Calculations / Studies engineering deliverables.
02 | 2 | 2 | 35 | 15 | 10 | 00 | D | Applicable Codes and Standards <Deliv.> | 022-35-1510-00-D | LS | NO | NO | n/a |  | INDIRECT | Active | Combined Phase (Preliminary & Detailed) | HVAC / Architectural Design & Engineering |  |  |  |  | 5000 |  | 02235151000D | Engineering deliverable: Applicable Codes and Standards <Deliv.>.
02 | 2 | 2 | 35 | 15 | 15 | 00 | D | Building Options <Deliv.> | 022-35-1515-00-D | LS | NO | NO | n/a |  | INDIRECT | Active | Combined Phase (Preliminary & Detailed) | HVAC / Architectural Design & Engineering |  |  |  |  | 5000 |  | 02235151500D | Engineering deliverable: Building Options <Deliv.>.
02 | 2 | 2 | 35 | 15 | 20 | 00 | D | Climate Data Selection <Deliv.> | 022-35-1520-00-D | LS | NO | NO | n/a |  | INDIRECT | Active | Combined Phase (Preliminary & Detailed) | HVAC / Architectural Design & Engineering |  |  |  |  | 5000 |  | 02235152000D | Engineering deliverable: Climate Data Selection <Deliv.>.
02 | 2 | 2 | 35 | 15 | 25 | 00 | D | Space Environmental Criteria <Deliv.> | 022-35-1525-00-D | LS | NO | NO | n/a |  | INDIRECT | Active | Combined Phase (Preliminary & Detailed) | HVAC / Architectural Design & Engineering |  |  |  |  | 5000 |  | 02235152500D | Engineering deliverable: Space Environmental Criteria <Deliv.>.
02 | 2 | 2 | 35 | 15 | 30 | 00 | D | Ventilation Requirements <Deliv.> | 022-35-1530-00-D | LS | NO | NO | n/a |  | INDIRECT | Active | Combined Phase (Preliminary & Detailed) | HVAC / Architectural Design & Engineering |  |  |  |  | 5000 |  | 02235153000D | Engineering deliverable: Ventilation Requirements <Deliv.>.
02 | 2 | 2 | 35 | 15 | 40 | 00 | D | Acoustical Calculations <Deliv.> | 022-35-1540-00-D | LS | NO | NO | n/a |  | INDIRECT | Active | Combined Phase (Preliminary & Detailed) | HVAC / Architectural Design & Engineering |  |  |  |  | 5000 |  | 02235154000D | Engineering deliverable: Acoustical Calculations <Deliv.>.
02 | 2 | 2 | 35 | 15 | 45 | 00 | D | CFD for Critical Spaces/Smoke Control <Deliv.> | 022-35-1545-00-D | LS | NO | NO | n/a |  | INDIRECT | Active | Combined Phase (Preliminary & Detailed) | HVAC / Architectural Design & Engineering |  |  |  |  | 5000 |  | 02235154500D | Engineering deliverable: CFD for Critical Spaces/Smoke Control <Deliv.>.
02 | 2 | 2 | 35 | 15 | 50 | 00 | D | Duct/Hydronic Network Sizing <Deliv.> | 022-35-1550-00-D | LS | NO | NO | n/a |  | INDIRECT | Active | Combined Phase (Preliminary & Detailed) | HVAC / Architectural Design & Engineering |  |  |  |  | 5000 |  | 02235155000D | Engineering deliverable: Duct/Hydronic Network Sizing <Deliv.>.
02 | 2 | 2 | 35 | 15 | 55 | 00 | D | Energy Model for Code/LEED Compliance <Deliv.> | 022-35-1555-00-D | LS | NO | NO | n/a |  | INDIRECT | Active | Combined Phase (Preliminary & Detailed) | HVAC / Architectural Design & Engineering |  |  |  |  | 5000 |  | 02235155500D | Engineering deliverable: Energy Model for Code/LEED Compliance <Deliv.>.
02 | 2 | 2 | 35 | 15 | 60 | 00 | D | Final Load Calculations <Deliv.> | 022-35-1560-00-D | LS | NO | NO | n/a |  | INDIRECT | Active | Combined Phase (Preliminary & Detailed) | HVAC / Architectural Design & Engineering |  |  |  |  | 5000 |  | 02235156000D | Engineering deliverable: Final Load Calculations <Deliv.>.
02 | 2 | 2 | 35 | 20 | 00 | 00 | D | Data & Lists | 022-35-2000-00-D | LS | NO | NO | n/a |  | INDIRECT | Active | Combined Phase (Preliminary & Detailed) | HVAC / Architectural Design & Engineering |  |  |  |  | 5000 |  | 02235200000D | Summary of Data & Lists engineering deliverables.
02 | 2 | 2 | 35 | 20 | 05 | 00 | D | Equipment List <Deliv.> | 022-35-2005-00-D | LS | NO | NO | n/a |  | INDIRECT | Active | Combined Phase (Preliminary & Detailed) | HVAC / Architectural Design & Engineering |  |  |  |  | 5000 |  | 02235200500D | Engineering deliverable: Equipment List <Deliv.>.
02 | 2 | 2 | 35 | 20 | 20 | 00 | D | AHU/FCU/Vent Equipment Datasheets <Deliv.> | 022-35-2020-00-D | LS | NO | NO | n/a |  | INDIRECT | Active | Combined Phase (Preliminary & Detailed) | HVAC / Architectural Design & Engineering |  |  |  |  | 5000 |  | 02235202000D | Engineering deliverable: AHU/FCU/Vent Equipment Datasheets <Deliv.>.
02 | 2 | 2 | 35 | 20 | 30 | 00 | D | Ventilation/Pressurization Schematics <Deliv.> | 022-35-2030-00-D | LS | NO | NO | n/a |  | INDIRECT | Active | Combined Phase (Preliminary & Detailed) | HVAC / Architectural Design & Engineering |  |  |  |  | 5000 |  | 02235203000D | Engineering deliverable: Ventilation/Pressurization Schematics <Deliv.>.
02 | 2 | 2 | 35 | 30 | 00 | 00 | D | Drawings / MTOs | 022-35-3000-00-D | LS | NO | NO | n/a |  | INDIRECT | Active | Combined Phase (Preliminary & Detailed) | HVAC / Architectural Design & Engineering |  |  |  |  | 5000 |  | 02235300000D | Summary of Drawings / MTOs engineering deliverables.
02 | 2 | 2 | 35 | 30 | 15 | 00 | D | Equipment Layout Drawings <Deliv.> | 022-35-3015-00-D | HR | NO | NO | n/a |  | INDIRECT | Active | Combined Phase (Preliminary & Detailed) | HVAC / Architectural Design & Engineering |  |  |  | 100 | 5000 |  | 02235301500D | Engineering deliverable: Equipment Layout Drawings <Deliv.>.
02 | 2 | 2 | 35 | 30 | 20 | 00 | D | Door & Window Schedules <Deliv.> | 022-35-3020-00-D | LS | NO | NO | n/a |  | INDIRECT | Active | Combined Phase (Preliminary & Detailed) | HVAC / Architectural Design & Engineering |  |  |  |  | 5000 |  | 02235302000D | Engineering deliverable: Door & Window Schedules <Deliv.>.
02 | 2 | 2 | 35 | 30 | 25 | 00 | D | Electrical Layout & Drawings <Deliv.> | 022-35-3025-00-D | HR | NO | NO | n/a |  | INDIRECT | Active | Combined Phase (Preliminary & Detailed) | HVAC / Architectural Design & Engineering |  |  |  | 100 | 5000 |  | 02235302500D | Engineering deliverable: Electrical Layout & Drawings <Deliv.>.
02 | 2 | 2 | 35 | 30 | 30 | 00 | D | Architectural Plans/Sections/Details <Deliv.> | 022-35-3030-00-D | LS | NO | NO | n/a |  | INDIRECT | Active | Combined Phase (Preliminary & Detailed) | HVAC / Architectural Design & Engineering |  |  |  |  | 5000 |  | 02235303000D | Engineering deliverable: Architectural Plans/Sections/Details <Deliv.>.
02 | 2 | 2 | 35 | 30 | 40 | 00 | D | Coordinated BIM and Clash Reports <Deliv.> | 022-35-3040-00-D | LS | NO | NO | n/a |  | INDIRECT | Active | Combined Phase (Preliminary & Detailed) | HVAC / Architectural Design & Engineering |  |  |  |  | 5000 |  | 02235304000D | Engineering deliverable: Coordinated BIM and Clash Reports <Deliv.>.
02 | 2 | 2 | 35 | 30 | 50 | 00 | D | Ductwork & Hydronic Piping Drawings <Deliv.> | 022-35-3050-00-D | LS | NO | NO | n/a |  | INDIRECT | Active | Combined Phase (Preliminary & Detailed) | HVAC / Architectural Design & Engineering |  |  |  |  | 5000 |  | 02235305000D | Engineering deliverable: Ductwork & Hydronic Piping Drawings <Deliv.>.
02 | 2 | 2 | 35 | 30 | 60 | 00 | D | Equipment Schedules & Air/Water Balance Lists <Deliv.> | 022-35-3060-00-D | LS | NO | NO | n/a |  | INDIRECT | Active | Combined Phase (Preliminary & Detailed) | HVAC / Architectural Design & Engineering |  |  |  |  | 5000 |  | 02235306000D | Engineering deliverable: Equipment Schedules & Air/Water Balance Lists <Deliv.>.
02 | 2 | 2 | 35 | 30 | 70 | 00 | D | Building MTOs by Discipline <Deliv.> | 022-35-3070-00-D | LS | NO | NO | n/a |  | INDIRECT | Active | Combined Phase (Preliminary & Detailed) | HVAC / Architectural Design & Engineering |  |  |  |  | 5000 |  | 02235307000D | Engineering deliverable: Building MTOs by Discipline <Deliv.>.
02 | 2 | 2 | 40 | 00 | 00 | 00 | 0 | Piping Design / Engineering | 022-40-0000-00-0 | LF | NO | NO | n/a |  | INDIRECT | Active | Combined Phase (Preliminary & Detailed) | Piping Design / Engineering | [6 empty] | 022400000000 | Summary of Piping Design / Engineering engineering deliverables.
02 | 2 | 2 | 40 | 10 | 00 | 00 | D | Design Basis / Narratives | 022-40-1000-00-D | LS | NO | NO | n/a |  | INDIRECT | Active | Combined Phase (Preliminary & Detailed) | Piping Design / Engineering |  |  |  |  | 5000 |  | 02240100000D | Summary of Design Basis / Narratives engineering deliverables.
02 | 2 | 2 | 40 | 10 | 10 | 00 | D | Piping Basis of Design <Deliv.> | 022-40-1010-00-D | LS | NO | NO | n/a |  | INDIRECT | Active | Combined Phase (Preliminary & Detailed) | Piping Design / Engineering |  |  |  |  | 5000 |  | 02240101000D | Engineering deliverable: Piping Basis of Design <Deliv.>.
02 | 2 | 2 | 40 | 10 | 15 | 00 | D | Flange Management Philosophy <Deliv.> | 022-40-1015-00-D | LS | NO | NO | n/a |  | INDIRECT | Active | Combined Phase (Preliminary & Detailed) | Piping Design / Engineering |  |  |  | 100 | 5000 |  | 02240101500D | Engineering deliverable: Flange Management Philosophy <Deliv.>.
02 | 2 | 2 | 40 | 10 | 20 | 00 | D | Plot Plan <Deliv.> | 022-40-1020-00-D | LS | NO | NO | n/a |  | INDIRECT | Active | Combined Phase (Preliminary & Detailed) | Piping Design / Engineering |  |  |  |  | 5000 |  | 02240102000D | Engineering deliverable: Plot Plan <Deliv.>.
02 | 2 | 2 | 40 | 10 | 30 | 00 | D | Routing Studies <Deliv.> | 022-40-1030-00-D | LS | NO | NO | n/a |  | INDIRECT | Active | Combined Phase (Preliminary & Detailed) | Piping Design / Engineering |  |  |  |  | 5000 |  | 02240103000D | Engineering deliverable: Routing Studies <Deliv.>.
02 | 2 | 2 | 40 | 10 | 40 | 00 | D | Space Allocation Studies <Deliv.> | 022-40-1040-00-D | LS | NO | NO | n/a |  | INDIRECT | Active | Combined Phase (Preliminary & Detailed) | Piping Design / Engineering |  |  |  |  | 5000 |  | 02240104000D | Engineering deliverable: Space Allocation Studies <Deliv.>.
02 | 2 | 2 | 40 | 10 | 50 | 00 | D | Final Line Classes & Design Conditions <Deliv.> | 022-40-1050-00-D | LS | NO | NO | n/a |  | INDIRECT | Active | Combined Phase (Preliminary & Detailed) | Piping Design / Engineering |  |  |  |  | 5000 |  | 02240105000D | Engineering deliverable: Final Line Classes & Design Conditions <Deliv.>.
02 | 2 | 2 | 40 | 15 | 00 | 00 | D | Calculations / Studies | 022-40-1500-00-D | LS | NO | NO | n/a |  | INDIRECT | Active | Combined Phase (Preliminary & Detailed) | Piping Design / Engineering |  |  |  |  | 5000 |  | 02240150000D | Summary of Calculations / Studies engineering deliverables.
02 | 2 | 2 | 40 | 15 | 10 | 00 | D | Piping Stress Analysis Reports <Deliv.> | 022-40-1510-00-D | LS | NO | NO | n/a |  | INDIRECT | Active | Combined Phase (Preliminary & Detailed) | Piping Design / Engineering |  |  |  |  | 5000 |  | 02240151000D | Engineering deliverable: Piping Stress Analysis Reports <Deliv.>.
02 | 2 | 2 | 40 | 15 | 15 | 00 | D | Nozzle Load Reports to Equipment Disciplines <Deliv.> | 022-40-1515-00-D | LS | NO | NO | n/a |  | INDIRECT | Active | Combined Phase (Preliminary & Detailed) | Piping Design / Engineering |  |  |  |  | 5000 |  | 02240151500D | Engineering deliverable: Nozzle Load Reports to Equipment Disciplines <Deliv.>.
02 | 2 | 2 | 40 | 15 | 20 | 00 | D | Piping Material Classes & Branch Tables <Deliv.> | 022-40-1520-00-D | LS | NO | NO | n/a |  | INDIRECT | Active | Combined Phase (Preliminary & Detailed) | Piping Design / Engineering |  |  |  |  | 5000 |  | 02240152000D | Engineering deliverable: Piping Material Classes & Branch Tables <Deliv.>.
02 | 2 | 2 | 40 | 15 | 25 | 00 | D | Pipe Support Design and Standard Details <Deliv.> | 022-40-1525-00-D | LS | NO | NO | n/a |  | INDIRECT | Active | Combined Phase (Preliminary & Detailed) | Piping Design / Engineering |  |  |  |  | 5000 |  | 02240152500D | Engineering deliverable: Pipe Support Design and Standard Details <Deliv.>.
02 | 2 | 2 | 40 | 20 | 00 | 00 | D | Data & Lists | 022-40-2000-00-D | LS | NO | NO | n/a |  | INDIRECT | Active | Combined Phase (Preliminary & Detailed) | Piping Design / Engineering |  |  |  |  | 5000 |  | 02240200000D | Summary of Data & Lists engineering deliverables.
02 | 2 | 2 | 40 | 20 | 10 | 00 | D | Tie-in List and Tie-in Packages <Deliv.> | 022-40-2010-00-D | LS | NO | NO | n/a |  | INDIRECT | Active | Combined Phase (Preliminary & Detailed) | Piping Design / Engineering |  |  |  |  | 5000 |  | 02240201000D | Engineering deliverable: Tie-in List and Tie-in Packages <Deliv.>.
02 | 2 | 2 | 40 | 20 | 15 | 00 | D | Line List <Deliv.> | 022-40-2015-00-D | LS | NO | NO | n/a |  | INDIRECT | Active | Combined Phase (Preliminary & Detailed) | Piping Design / Engineering |  |  |  |  | 5000 |  | 02240201500D | Engineering deliverable: Line List <Deliv.>.
02 | 2 | 2 | 40 | 20 | 20 | 00 | D | Specialty Item Datasheets <Deliv.> | 022-40-2020-00-D | LS | NO | NO | n/a |  | INDIRECT | Active | Combined Phase (Preliminary & Detailed) | Piping Design / Engineering |  |  |  |  | 5000 |  | 02240202000D | Engineering deliverable: Specialty Item Datasheets <Deliv.>.
02 | 2 | 2 | 40 | 20 | 25 | 00 | D | Valve List & Valve Datasheets <Deliv.> | 022-40-2025-00-D | LS | NO | NO | n/a |  | INDIRECT | Active | Combined Phase (Preliminary & Detailed) | Piping Design / Engineering |  |  |  |  | 5000 |  | 02240202500D | Engineering deliverable: Valve List & Valve Datasheets <Deliv.>.
02 | 2 | 2 | 40 | 20 | 30 | 00 | D | Spring Support/Variable/Constant Hangers Schedules <Deliv.> | 022-40-2030-00-D | LS | NO | NO | n/a |  | INDIRECT | Active | Combined Phase (Preliminary & Detailed) | Piping Design / Engineering |  |  |  |  | 5000 |  | 02240203000D | Engineering deliverable: Spring Support/Variable/Constant Hangers Schedules <Deliv.>.
02 | 2 | 2 | 40 | 20 | 35 | 00 | D | NDE and Pressure Test Requirements <Deliv.> | 022-40-2035-00-D | LS | NO | NO | n/a |  | INDIRECT | Active | Combined Phase (Preliminary & Detailed) | Piping Design / Engineering |  |  |  |  | 5000 |  | 02240203500D | Engineering deliverable: NDE and Pressure Test Requirements <Deliv.>.
02 | 2 | 2 | 40 | 20 | 40 | 00 | D | Hydrostatic/Pneumatic Test Packs <Deliv.> | 022-40-2040-00-D | LS | NO | NO | n/a |  | INDIRECT | Active | Combined Phase (Preliminary & Detailed) | Piping Design / Engineering |  |  |  |  | 5000 |  | 02240204000D | Engineering deliverable: Hydrostatic/Pneumatic Test Packs <Deliv.>.
02 | 2 | 2 | 40 | 30 | 00 | 00 | D | Drawings / MTOs | 022-40-3000-00-D | LS | NO | NO | n/a |  | INDIRECT | Active | Combined Phase (Preliminary & Detailed) | Piping Design / Engineering |  |  |  |  | 5000 |  | 02240300000D | Summary of Drawings / MTOs engineering deliverables.
02 | 2 | 2 | 40 | 30 | 10 | 00 | D | Piping GA plans, sections, details (IFC) <Deliv.> | 022-40-3010-00-D | LS | NO | NO | n/a |  | INDIRECT | Active | Combined Phase (Preliminary & Detailed) | Piping Design / Engineering |  |  |  |  | 5000 |  | 02240301000D | Engineering deliverable: Piping GA plans, sections, details (IFC) <Deliv.>.
02 | 2 | 2 | 40 | 30 | 15 | 00 | D | Isometric Drawings with BOM <Deliv.> | 022-40-3015-00-D | EA | NO | NO | n/a |  | INDIRECT | Active | Combined Phase (Preliminary & Detailed) | Piping Design / Engineering |  |  |  |  | 5000 |  | 02240301500D | Engineering deliverable: Isometric Drawings with BOM <Deliv.>.
02 | 2 | 2 | 40 | 30 | 20 | 00 | D | Support Standards & Details <Deliv.> | 022-40-3020-00-D | LS | NO | NO | n/a |  | INDIRECT | Active | Combined Phase (Preliminary & Detailed) | Piping Design / Engineering |  |  |  |  | 5000 |  | 02240302000D | Engineering deliverable: Support Standards & Details <Deliv.>.
02 | 2 | 2 | 40 | 30 | 25 | 00 | D | Insulation & Tracing Plans and Specifications <Deliv.> | 022-40-3025-00-D | LS | NO | NO | n/a |  | INDIRECT | Active | Combined Phase (Preliminary & Detailed) | Piping Design / Engineering |  |  |  |  | 5000 |  | 02240302500D | Engineering deliverable: Insulation & Tracing Plans and Specifications <Deliv.>.
02 | 2 | 2 | 40 | 30 | 30 | 00 | D | Painting/Coating Specifications <Deliv.> | 022-40-3030-00-D | LS | NO | NO | n/a |  | INDIRECT | Active | Combined Phase (Preliminary & Detailed) | Piping Design / Engineering |  |  |  |  | 5000 |  | 02240303000D | Engineering deliverable: Painting/Coating Specifications <Deliv.>.
02 | 2 | 2 | 40 | 30 | 35 | 00 | D | Piping MTOs <Deliv.> | 022-40-3035-00-D | LS | NO | NO | n/a |  | INDIRECT | Active | Combined Phase (Preliminary & Detailed) | Piping Design / Engineering |  |  |  |  | 5000 |  | 02240303500D | Engineering deliverable: Piping MTOs <Deliv.>.
02 | 2 | 2 | 45 | 00 | 00 | 00 | 0 | Electrical Engineering | 022-45-0000-00-0 | HR | NO | NO | n/a |  | INDIRECT | Active | Combined Phase (Preliminary & Detailed) | Electrical Engineering | [6 empty] | 022450000000 | Summary of Electrical Engineering engineering deliverables.
02 | 2 | 2 | 45 | 10 | 00 | 00 | D | Design Basis / Narratives | 022-45-1000-00-D | LS | NO | NO | n/a |  | INDIRECT | Active | Combined Phase (Preliminary & Detailed) | Electrical Engineering |  |  |  |  | 5000 |  | 02245100000D | Summary of Design Basis / Narratives engineering deliverables.
02 | 2 | 2 | 45 | 10 | 10 | 00 | D | Electrical Basis of Design <Deliv.> | 022-45-1010-00-D | LS | NO | NO | n/a |  | INDIRECT | Active | Combined Phase (Preliminary & Detailed) | Electrical Engineering |  |  |  |  | 5000 |  | 02245101000D | Engineering deliverable: Electrical Basis of Design <Deliv.>.
02 | 2 | 2 | 45 | 10 | 15 | 00 | D | Cable Routing Philosophy <Deliv.> | 022-45-1015-00-D | LS | NO | NO | n/a |  | INDIRECT | Active | Combined Phase (Preliminary & Detailed) | Electrical Engineering |  |  |  | 100 | 5000 |  | 02245101500D | Engineering deliverable: Cable Routing Philosophy <Deliv.>.
02 | 2 | 2 | 45 | 10 | 30 | 00 | D | Final Distribution/Protection/Grounding Basis <Deliv.> | 022-45-1030-00-D | LS | NO | NO | n/a |  | INDIRECT | Active | Combined Phase (Preliminary & Detailed) | Electrical Engineering |  |  |  |  | 5000 |  | 02245103000D | Engineering deliverable: Final Distribution/Protection/Grounding Basis <Deliv.>.
02 | 2 | 2 | 45 | 10 | 40 | 00 | D | Inspection & Test Plans (Electrical) <Deliv.> | 022-45-1040-00-D | LS | NO | NO | n/a |  | INDIRECT | Active | Combined Phase (Preliminary & Detailed) | Electrical Engineering |  |  |  |  | 5000 |  | 02245104000D | Engineering deliverable: Inspection & Test Plans (Electrical) <Deliv.>.
02 | 2 | 2 | 45 | 15 | 00 | 00 | D | Calculations / Studies | 022-45-1500-00-D | LS | NO | NO | n/a |  | INDIRECT | Active | Combined Phase (Preliminary & Detailed) | Electrical Engineering |  |  |  |  | 5000 |  | 02245150000D | Summary of Calculations / Studies engineering deliverables.
02 | 2 | 2 | 45 | 15 | 10 | 00 | D | Arc-Flash Energy Assessment <Deliv.> | 022-45-1510-00-D | LS | NO | NO | n/a |  | INDIRECT | Active | Combined Phase (Preliminary & Detailed) | Electrical Engineering |  |  |  |  | 5000 |  | 02245151000D | Engineering deliverable: Arc-Flash Energy Assessment <Deliv.>.
02 | 2 | 2 | 45 | 15 | 15 | 00 | D | Harmonics & Load Flow <Deliv.> | 022-45-1515-00-D | LS | NO | NO | n/a |  | INDIRECT | Active | Combined Phase (Preliminary & Detailed) | Electrical Engineering |  |  |  |  | 5000 |  | 02245151500D | Engineering deliverable: Harmonics & Load Flow <Deliv.>.
02 | 2 | 2 | 45 | 15 | 20 | 00 | D | Short-Circuit & Protective Device Coordination <Deliv.> | 022-45-1520-00-D | LS | NO | NO | n/a |  | INDIRECT | Active | Combined Phase (Preliminary & Detailed) | Electrical Engineering |  |  |  |  | 5000 |  | 02245152000D | Engineering deliverable: Short-Circuit & Protective Device Coordination <Deliv.>.
02 | 2 | 2 | 45 | 15 | 25 | 00 | D | Voltage Drop & Cable Ampacity <Deliv.> | 022-45-1525-00-D | LS | NO | NO | n/a |  | INDIRECT | Active | Combined Phase (Preliminary & Detailed) | Electrical Engineering |  |  |  |  | 5000 |  | 02245152500D | Engineering deliverable: Voltage Drop & Cable Ampacity <Deliv.>.
02 | 2 | 2 | 45 | 15 | 30 | 00 | D | Earthing/Grounding Design & Grid Calculations <Deliv.> | 022-45-1530-00-D | LS | NO | NO | n/a |  | INDIRECT | Active | Combined Phase (Preliminary & Detailed) | Electrical Engineering |  |  |  |  | 5000 |  | 02245153000D | Engineering deliverable: Earthing/Grounding Design & Grid Calculations <Deliv.>.
02 | 2 | 2 | 45 | 15 | 35 | 00 | D | Lightning Protection Design <Deliv.> | 022-45-1535-00-D | LS | NO | NO | n/a |  | INDIRECT | Active | Combined Phase (Preliminary & Detailed) | Electrical Engineering |  |  |  |  | 5000 |  | 02245153500D | Engineering deliverable: Lightning Protection Design <Deliv.>.
02 | 2 | 2 | 45 | 15 | 40 | 00 | D | Lighting Calculations & Lighting Layouts <Deliv.> | 022-45-1540-00-D | LS | NO | NO | n/a |  | INDIRECT | Active | Combined Phase (Preliminary & Detailed) | Electrical Engineering |  |  |  |  | 5000 |  | 02245154000D | Engineering deliverable: Lighting Calculations & Lighting Layouts <Deliv.>.
02 | 2 | 2 | 45 | 20 | 00 | 00 | D | Data & Lists | 022-45-2000-00-D | LS | NO | NO | n/a |  | INDIRECT | Active | Combined Phase (Preliminary & Detailed) | Electrical Engineering |  |  |  |  | 5000 |  | 02245200000D | Summary of Data & Lists engineering deliverables.
02 | 2 | 2 | 45 | 20 | 10 | 00 | D | Load List <Deliv.> | 022-45-2010-00-D | LS | NO | NO | n/a |  | INDIRECT | Active | Combined Phase (Preliminary & Detailed) | Electrical Engineering |  |  |  |  | 5000 |  | 02245201000D | Engineering deliverable: Load List <Deliv.>.
02 | 2 | 2 | 45 | 20 | 15 | 00 | D | Cable Schedule <Deliv.> | 022-45-2015-00-D | LS | NO | NO | n/a |  | INDIRECT | Active | Combined Phase (Preliminary & Detailed) | Electrical Engineering |  |  |  |  | 5000 |  | 02245201500D | Engineering deliverable: Cable Schedule <Deliv.>.
02 | 2 | 2 | 45 | 20 | 20 | 00 | D | Equipment Datasheets <Deliv.> | 022-45-2020-00-D | LS | NO | NO | n/a |  | INDIRECT | Active | Combined Phase (Preliminary & Detailed) | Electrical Engineering |  |  |  |  | 5000 |  | 02245202000D | Engineering deliverable: Equipment Datasheets <Deliv.>.
02 | 2 | 2 | 45 | 30 | 00 | 00 | D | Drawings / MTOs | 022-45-3000-00-D | LS | NO | NO | n/a |  | INDIRECT | Active | Combined Phase (Preliminary & Detailed) | Electrical Engineering |  |  |  |  | 5000 |  | 02245300000D | Summary of Drawings / MTOs engineering deliverables.
02 | 2 | 2 | 45 | 30 | 10 | 00 | D | Single Line Diagrams <Deliv.> | 022-45-3010-00-D | LS | NO | NO | n/a |  | INDIRECT | Active | Combined Phase (Preliminary & Detailed) | Electrical Engineering |  |  |  |  | 5000 |  | 02245301000D | Engineering deliverable: Single Line Diagrams <Deliv.>.
02 | 2 | 2 | 45 | 30 | 15 | 00 | D | Cable Tray/Trench Layouts <Deliv.> | 022-45-3015-00-D | LS | NO | NO | n/a |  | INDIRECT | Active | Combined Phase (Preliminary & Detailed) | Electrical Engineering |  |  |  |  | 5000 |  | 02245301500D | Engineering deliverable: Cable Tray/Trench Layouts <Deliv.>.
02 | 2 | 2 | 45 | 30 | 20 | 00 | D | Area Classification Drawings <Deliv.> | 022-45-3020-00-D | LS | NO | NO | n/a |  | INDIRECT | Active | Combined Phase (Preliminary & Detailed) | Electrical Engineering |  |  |  |  | 5000 |  | 02245302000D | Engineering deliverable: Area Classification Drawings <Deliv.>.
02 | 2 | 2 | 45 | 30 | 25 | 00 | D | Equipment layout (substations, MCC rooms) <Deliv.> | 022-45-3025-00-D | LS | NO | NO | n/a |  | INDIRECT | Active | Combined Phase (Preliminary & Detailed) | Electrical Engineering |  |  |  |  | 5000 |  | 02245302500D | Engineering deliverable: Equipment layout (substations, MCC rooms) <Deliv.>.
02 | 2 | 2 | 45 | 30 | 30 | 00 | D | Cable Tray/Conduit Routing Layouts <Deliv.> | 022-45-3030-00-D | LS | NO | NO | n/a |  | INDIRECT | Active | Combined Phase (Preliminary & Detailed) | Electrical Engineering |  |  |  |  | 5000 |  | 02245303000D | Engineering deliverable: Cable Tray/Conduit Routing Layouts <Deliv.>.
02 | 2 | 2 | 45 | 30 | 35 | 00 | D | Lighting Layouts & Photometrics <Deliv.> | 022-45-3035-00-D | LS | NO | NO | n/a |  | INDIRECT | Active | Combined Phase (Preliminary & Detailed) | Electrical Engineering |  |  |  |  | 5000 |  | 02245303500D | Engineering deliverable: Lighting Layouts & Photometrics <Deliv.>.
02 | 2 | 2 | 45 | 30 | 40 | 00 | D | Panel Schedules & Labeling Index <Deliv.> | 022-45-3040-00-D | LS | NO | NO | n/a |  | INDIRECT | Active | Combined Phase (Preliminary & Detailed) | Electrical Engineering |  |  |  |  | 5000 |  | 02245304000D | Engineering deliverable: Panel Schedules & Labeling Index <Deliv.>.
02 | 2 | 2 | 45 | 30 | 45 | 00 | D | Cable Block Diagrams <Deliv.> | 022-45-3045-00-D | LS | NO | NO | n/a |  | INDIRECT | Active | Combined Phase (Preliminary & Detailed) | Electrical Engineering |  |  |  |  | 5000 |  | 02245304500D | Engineering deliverable: Cable Block Diagrams <Deliv.>.
02 | 2 | 2 | 45 | 30 | 55 | 00 | D | Protection & Metering Diagrams <Deliv.> | 022-45-3055-00-D | LS | NO | NO | n/a |  | INDIRECT | Active | Combined Phase (Preliminary & Detailed) | Electrical Engineering |  |  |  |  | 5000 |  | 02245305500D | Engineering deliverable: Protection & Metering Diagrams <Deliv.>.
02 | 2 | 2 | 45 | 30 | 60 | 00 | D | Interconnection Diagrams & Wiring Schematics <Deliv.> | 022-45-3060-00-D | LS | NO | NO | n/a |  | INDIRECT | Active | Combined Phase (Preliminary & Detailed) | Electrical Engineering |  |  |  |  | 5000 |  | 02245306000D | Engineering deliverable: Interconnection Diagrams & Wiring Schematics <Deliv.>.
02 | 2 | 2 | 45 | 30 | 65 | 00 | D | Installation Details & Standard Drawings <Deliv.> | 022-45-3065-00-D | LS | NO | NO | n/a |  | INDIRECT | Active | Combined Phase (Preliminary & Detailed) | Electrical Engineering |  |  |  |  | 5000 |  | 02245306500D | Engineering deliverable: Installation Details & Standard Drawings <Deliv.>.
02 | 2 | 2 | 45 | 30 | 70 | 00 | D | Electrical MTOs and Bulk BOQs <Deliv.> | 022-45-3070-00-D | LS | NO | NO | n/a |  | INDIRECT | Active | Combined Phase (Preliminary & Detailed) | Electrical Engineering |  |  |  |  | 5000 |  | 02245307000D | Engineering deliverable: Electrical MTOs and Bulk BOQs <Deliv.>.
02 | 2 | 2 | 50 | 00 | 00 | 00 | 0 | Instrumentation & Controls Engineering | 022-50-0000-00-0 | HR | NO | NO | n/a |  | INDIRECT | Active | Combined Phase (Preliminary & Detailed) | Instrumentation & Controls Engineering | [6 empty] | 022500000000 | Summary of Instrumentation & Controls Engineering engineering deliverables.
02 | 2 | 2 | 50 | 10 | 00 | 00 | D | Design Basis / Narratives | 022-50-1000-00-D | LS | NO | NO | n/a |  | INDIRECT | Active | Combined Phase (Preliminary & Detailed) | Instrumentation & Controls Engineering |  |  |  |  | 5000 |  | 02250100000D | Summary of Design Basis / Narratives engineering deliverables.
02 | 2 | 2 | 50 | 10 | 10 | 00 | D | I&C Basis of Design <Deliv.> | 022-50-1010-00-D | LS | NO | NO | n/a |  | INDIRECT | Active | Combined Phase (Preliminary & Detailed) | Instrumentation & Controls Engineering |  |  |  |  | 5000 |  | 02250101000D | Engineering deliverable: I&C Basis of Design <Deliv.>.
02 | 2 | 2 | 50 | 10 | 15 | 00 | D | Preliminary Control Narratives (often led by Process) <Deliv.> | 022-50-1015-00-D | HR | NO | NO | n/a |  | INDIRECT | Active | Combined Phase (Preliminary & Detailed) | Instrumentation & Controls Engineering |  |  |  | 100 | 5000 |  | 02250101500D | Engineering deliverable: Preliminary Control Narratives (often led by Process) <Deliv.>.
02 | 2 | 2 | 50 | 10 | 20 | 00 | D | Controls Philosophy Narrative <Deliv.> | 022-50-1020-00-D | LS | NO | NO | n/a |  | INDIRECT | Active | Combined Phase (Preliminary & Detailed) | Instrumentation & Controls Engineering |  |  |  |  | 5000 |  | 02250102000D | Engineering deliverable: Controls Philosophy Narrative <Deliv.>.
02 | 2 | 2 | 50 | 10 | 30 | 00 | D | Preliminary Instrument Load Estimates <Deliv.> | 022-50-1030-00-D | LS | NO | NO | n/a |  | INDIRECT | Active | Combined Phase (Preliminary & Detailed) | Instrumentation & Controls Engineering |  |  |  |  | 5000 |  | 02250103000D | Engineering deliverable: Preliminary Instrument Load Estimates <Deliv.>.
02 | 2 | 2 | 50 | 10 | 40 | 00 | D | Final Control System Architecture <Deliv.> | 022-50-1040-00-D | LS | NO | NO | n/a |  | INDIRECT | Active | Combined Phase (Preliminary & Detailed) | Instrumentation & Controls Engineering |  |  |  |  | 5000 |  | 02250104000D | Engineering deliverable: Final Control System Architecture <Deliv.>.
02 | 2 | 2 | 50 | 10 | 50 | 00 | D | Inspection & Test Plans (I&C) <Deliv.> | 022-50-1050-00-D | LS | NO | NO | n/a |  | INDIRECT | Active | Combined Phase (Preliminary & Detailed) | Instrumentation & Controls Engineering |  |  |  |  | 5000 |  | 02250105000D | Engineering deliverable: Inspection & Test Plans (I&C) <Deliv.>.
02 | 2 | 2 | 50 | 10 | 60 | 00 | D | Graphics (HMI) Philosophy & Screen List <Deliv.> | 022-50-1060-00-D | LS | NO | NO | n/a |  | INDIRECT | Active | Combined Phase (Preliminary & Detailed) | Instrumentation & Controls Engineering |  |  |  |  | 5000 |  | 02250106000D | Engineering deliverable: Graphics (HMI) Philosophy & Screen List <Deliv.>.
02 | 2 | 2 | 50 | 15 | 00 | 00 | D | Calculations / Studies | 022-50-1500-00-D | LS | NO | NO | n/a |  | INDIRECT | Active | Combined Phase (Preliminary & Detailed) | Instrumentation & Controls Engineering |  |  |  |  | 5000 |  | 02250150000D | Summary of Calculations / Studies engineering deliverables.
02 | 2 | 2 | 50 | 15 | 15 | 00 | D | Preliminary Control System Architecture <Deliv.> | 022-50-1515-00-D | LS | NO | NO | n/a |  | INDIRECT | Active | Combined Phase (Preliminary & Detailed) | Instrumentation & Controls Engineering |  |  |  |  | 5000 |  | 02250151500D | Engineering deliverable: Preliminary Control System Architecture <Deliv.>.
02 | 2 | 2 | 50 | 15 | 20 | 00 | D | Alarm Rationalization Report & Alarm Setpoint List <Deliv.> | 022-50-1520-00-D | LS | NO | NO | n/a |  | INDIRECT | Active | Combined Phase (Preliminary & Detailed) | Instrumentation & Controls Engineering |  |  |  |  | 5000 |  | 02250152000D | Engineering deliverable: Alarm Rationalization Report & Alarm Setpoint List <Deliv.>.
02 | 2 | 2 | 50 | 15 | 25 | 00 | D | Instrument Sizing <Deliv.> | 022-50-1525-00-D | LS | NO | NO | n/a |  | INDIRECT | Active | Combined Phase (Preliminary & Detailed) | Instrumentation & Controls Engineering |  |  |  |  | 5000 |  | 02250152500D | Engineering deliverable: Instrument Sizing <Deliv.>.
02 | 2 | 2 | 50 | 15 | 30 | 00 | D | Loop Performance Analyses <Deliv.> | 022-50-1530-00-D | LS | NO | NO | n/a |  | INDIRECT | Active | Combined Phase (Preliminary & Detailed) | Instrumentation & Controls Engineering |  |  |  |  | 5000 |  | 02250153000D | Engineering deliverable: Loop Performance Analyses <Deliv.>.
02 | 2 | 2 | 50 | 15 | 35 | 00 | D | PLC / DCS Loading <Deliv.> | 022-50-1535-00-D | LS | NO | NO | n/a |  | INDIRECT | Active | Combined Phase (Preliminary & Detailed) | Instrumentation & Controls Engineering |  |  |  |  | 5000 |  | 02250153500D | Engineering deliverable: PLC / DCS Loading <Deliv.>.
02 | 2 | 2 | 50 | 15 | 40 | 00 | D | Cause & Effect Matrices <Deliv.> | 022-50-1540-00-D | LS | NO | NO | n/a |  | INDIRECT | Active | Combined Phase (Preliminary & Detailed) | Instrumentation & Controls Engineering |  |  |  |  | 5000 |  | 02250154000D | Engineering deliverable: Cause & Effect Matrices <Deliv.>.
02 | 2 | 2 | 50 | 20 | 00 | 00 | D | Data & Lists | 022-50-2000-00-D | LS | NO | NO | n/a |  | INDIRECT | Active | Combined Phase (Preliminary & Detailed) | Instrumentation & Controls Engineering |  |  |  |  | 5000 |  | 02250200000D | Summary of Data & Lists engineering deliverables.
02 | 2 | 2 | 50 | 20 | 10 | 00 | D | Instrument Index <Deliv.> | 022-50-2010-00-D | LS | NO | NO | n/a |  | INDIRECT | Active | Combined Phase (Preliminary & Detailed) | Instrumentation & Controls Engineering |  |  |  |  | 5000 |  | 02250201000D | Engineering deliverable: Instrument Index <Deliv.>.
02 | 2 | 2 | 50 | 20 | 15 | 00 | D | I/O List <Deliv.> | 022-50-2015-00-D | LS | NO | NO | n/a |  | INDIRECT | Active | Combined Phase (Preliminary & Detailed) | Instrumentation & Controls Engineering |  |  |  |  | 5000 |  | 02250201500D | Engineering deliverable: I/O List <Deliv.>.
02 | 2 | 2 | 50 | 20 | 20 | 00 | D | Instrument Datasheets <Deliv.> | 022-50-2020-00-D | LS | NO | NO | n/a |  | INDIRECT | Active | Combined Phase (Preliminary & Detailed) | Instrumentation & Controls Engineering |  |  |  |  | 5000 |  | 02250202000D | Engineering deliverable: Instrument Datasheets <Deliv.>.
02 | 2 | 2 | 50 | 20 | 35 | 00 | D | DCS/PLC I/O Allocation & Addressing <Deliv.> | 022-50-2035-00-D | LS | NO | NO | n/a |  | INDIRECT | Active | Combined Phase (Preliminary & Detailed) | Instrumentation & Controls Engineering |  |  |  |  | 5000 |  | 02250203500D | Engineering deliverable: DCS/PLC I/O Allocation & Addressing <Deliv.>.
02 | 2 | 2 | 50 | 30 | 00 | 00 | D | Drawings / MTOs | 022-50-3000-00-D | LS | NO | NO | n/a |  | INDIRECT | Active | Combined Phase (Preliminary & Detailed) | Instrumentation & Controls Engineering |  |  |  |  | 5000 |  | 02250300000D | Summary of Drawings / MTOs engineering deliverables.
02 | 2 | 2 | 50 | 30 | 05 | 00 | D | Instrument Location Drawings <Deliv.> | 022-50-3005-00-D | LS | NO | NO | n/a |  | INDIRECT | Active | Combined Phase (Preliminary & Detailed) | Instrumentation & Controls Engineering |  |  |  |  | 5000 |  | 02250300500D | Engineering deliverable: Instrument Location Drawings <Deliv.>.
02 | 2 | 2 | 50 | 30 | 10 | 00 | D | Cable Schedules (I&C) and Routing <Deliv.> | 022-50-3010-00-D | LS | NO | NO | n/a |  | INDIRECT | Active | Combined Phase (Preliminary & Detailed) | Instrumentation & Controls Engineering |  |  |  |  | 5000 |  | 02250301000D | Engineering deliverable: Cable Schedules (I&C) and Routing <Deliv.>.
02 | 2 | 2 | 50 | 30 | 15 | 00 | D | Loop Diagrams <Deliv.> | 022-50-3015-00-D | LS | NO | NO | n/a |  | INDIRECT | Active | Combined Phase (Preliminary & Detailed) | Instrumentation & Controls Engineering |  |  |  |  | 5000 |  | 02250301500D | Engineering deliverable: Loop Diagrams <Deliv.>.
02 | 2 | 2 | 50 | 30 | 20 | 00 | D | Logic Diagrams & Functional Block Diagrams <Deliv.> | 022-50-3020-00-D | LS | NO | NO | n/a |  | INDIRECT | Active | Combined Phase (Preliminary & Detailed) | Instrumentation & Controls Engineering |  |  |  |  | 5000 |  | 02250302000D | Engineering deliverable: Logic Diagrams & Functional Block Diagrams <Deliv.>.
02 | 2 | 2 | 50 | 30 | 25 | 00 | D | Panel Layouts & I/O Allocation <Deliv.> | 022-50-3025-00-D | LS | NO | NO | n/a |  | INDIRECT | Active | Combined Phase (Preliminary & Detailed) | Instrumentation & Controls Engineering |  |  |  |  | 5000 |  | 02250302500D | Engineering deliverable: Panel Layouts & I/O Allocation <Deliv.>.
02 | 2 | 2 | 50 | 30 | 30 | 00 | D | Hook-up Drawings/Details <Deliv.> | 022-50-3030-00-D | LS | NO | NO | n/a |  | INDIRECT | Active | Combined Phase (Preliminary & Detailed) | Instrumentation & Controls Engineering |  |  |  |  | 5000 |  | 02250303000D | Engineering deliverable: Hook-up Drawings/Details <Deliv.>.
02 | 2 | 2 | 50 | 30 | 35 | 00 | D | Instrument Installation Details <Deliv.> | 022-50-3035-00-D | LS | NO | NO | n/a |  | INDIRECT | Active | Combined Phase (Preliminary & Detailed) | Instrumentation & Controls Engineering |  |  |  |  | 5000 |  | 02250303500D | Engineering deliverable: Instrument Installation Details <Deliv.>.
02 | 2 | 2 | 50 | 30 | 40 | 00 | D | Instrument Calibration & Test Procedures <Deliv.> | 022-50-3040-00-D | LS | NO | NO | n/a |  | INDIRECT | Active | Combined Phase (Preliminary & Detailed) | Instrumentation & Controls Engineering |  |  |  |  | 5000 |  | 02250304000D | Engineering deliverable: Instrument Calibration & Test Procedures <Deliv.>.
02 | 2 | 2 | 50 | 30 | 45 | 00 | D | Impulse/Pneumatic Tubing Routing Details <Deliv.> | 022-50-3045-00-D | LS | NO | NO | n/a |  | INDIRECT | Active | Combined Phase (Preliminary & Detailed) | Instrumentation & Controls Engineering |  |  |  |  | 5000 |  | 02250304500D | Engineering deliverable: Impulse/Pneumatic Tubing Routing Details <Deliv.>.
02 | 2 | 2 | 50 | 30 | 50 | 00 | D | Instrumentation MTOs <Deliv.> | 022-50-3050-00-D | LS | NO | NO | n/a |  | INDIRECT | Active | Combined Phase (Preliminary & Detailed) | Instrumentation & Controls Engineering |  |  |  |  | 5000 |  | 02250305000D | Engineering deliverable: Instrumentation MTOs <Deliv.>.
02 | 2 | 2 | 75 | 00 | 00 | 00 | 0 | Employee Expenses | 022-75-0000-00-0 | HR | NO | NO | n/a |  | INDIRECT | Active | Combined Phase (Preliminary & Detailed) | Employee Expenses | [6 empty] | 022750000000 | Summary of Employee Expenses costs.
02 | 2 | 2 | 75 | 10 | 00 | 00 | O | Home Office Travel | 022-75-1000-00-O | HR | NO | NO | n/a |  | INDIRECT | Active | Combined Phase (Preliminary & Detailed) | Employee Expenses |  |  |  |  | 5400 |  | 02275100000O | Cost of Home Office Travel.
02 | 2 | 2 | 75 | 15 | 00 | 00 | L | Site Staff Travel Time | 022-75-1500-00-L | HR | NO | NO | n/a |  | INDIRECT | Active | Combined Phase (Preliminary & Detailed) | Employee Expenses |  |  |  |  | 5000 |  | 02275150000L | Labor cost for Site Staff Travel Time.
02 | 2 | 2 | 75 | 20 | 00 | 00 | O | Site Staff Travel | 022-75-2000-00-O | HR | NO | NO | n/a |  | INDIRECT | Active | Combined Phase (Preliminary & Detailed) | Employee Expenses |  |  |  |  | 5400 |  | 02275200000O | Cost of Site Staff Travel.
02 | 2 | 2 | 75 | 25 | 00 | 00 | P | Staff Per Diem | 022-75-2500-00-P | HR | NO | NO | n/a |  | INDIRECT | Active | Combined Phase (Preliminary & Detailed) | Employee Expenses |  |  |  |  | 5400 |  | 02275250000P | Cost of Staff Per Diem.
02 | 2 | 2 | 75 | 30 | 00 | 00 | O | Staff Housing/Camp | 022-75-3000-00-O | HR | NO | NO | n/a |  | INDIRECT | Active | Combined Phase (Preliminary & Detailed) | Employee Expenses |  |  |  |  | 5400 |  | 02275300000O | Cost of Staff Housing/Camp.
02 | 2 | 2 | 75 | 60 | 00 | 00 | O | Client Entertainment | 022-75-6000-00-O | HR | NO | NO | n/a |  | INDIRECT | Active | Combined Phase (Preliminary & Detailed) | Employee Expenses |  |  |  |  | 5400 |  | 02275600000O | Cost of Client Entertainment.
02 | 2 | 2 | 95 | 00 | 00 | 00 | 0 | Supplies (can be reused) | 022-95-0000-00-0 | MO | NO | NO | n/a |  | INDIRECT | Active | Combined Phase (Preliminary & Detailed) | Supplies (can be reused) | [6 empty] | 022950000000 | Summary of Supplies (can be reused) costs.
02 | 2 | 2 | 95 | 30 | 00 | 00 | O | Office Space Lease | 022-95-3000-00-O | MO | NO | NO | n/a |  | INDIRECT | Active | Combined Phase (Preliminary & Detailed) | Supplies (can be reused) |  |  |  |  | 5400 |  | 02295300000O | Cost of Office Space Lease.
02 | 2 | 2 | 95 | 39 | 00 | 00 | O | Furniture | 022-95-3900-00-O | MO | NO | NO | n/a |  | INDIRECT | Active | Combined Phase (Preliminary & Detailed) | Supplies (can be reused) |  |  |  |  | 5400 |  | 02295390000O | Cost of Furniture.
02 | 2 | 2 | 95 | 45 | 00 | 00 | O | Cell Phone | 022-95-4500-00-O | MO | NO | NO | n/a |  | INDIRECT | Active | Combined Phase (Preliminary & Detailed) | Supplies (can be reused) |  |  |  |  | 5400 |  | 02295450000O | Cost of Cell Phone.
02 | 2 | 2 | 95 | 48 | 00 | 00 | O | Internet | 022-95-4800-00-O | MO | NO | NO | n/a |  | INDIRECT | Active | Combined Phase (Preliminary & Detailed) | Supplies (can be reused) |  |  |  |  | 5400 |  | 02295480000O | Cost of Internet.
02 | 2 | 2 | 95 | 51 | 00 | 00 | O | Computer | 022-95-5100-00-O | MO | NO | NO | n/a |  | INDIRECT | Active | Combined Phase (Preliminary & Detailed) | Supplies (can be reused) |  |  |  |  | 5400 |  | 02295510000O | Cost of Computer.
02 | 2 | 2 | 95 | 54 | 00 | 00 | O | Software | 022-95-5400-00-O | MO | NO | NO | n/a |  | INDIRECT | Active | Combined Phase (Preliminary & Detailed) | Supplies (can be reused) |  |  |  |  | 5400 |  | 02295540000O | Cost of Software.
02 | 2 | 2 | 95 | 57 | 00 | 00 | O | Copier | 022-95-5700-00-O | MO | NO | NO | n/a |  | INDIRECT | Active | Combined Phase (Preliminary & Detailed) | Supplies (can be reused) |  |  |  |  | 5400 |  | 02295570000O | Cost of Copier.
02 | 2 | 2 | 95 | 60 | 00 | 00 | O | Waste (Dumpsters) | 022-95-6000-00-O | MO | NO | NO | n/a |  | INDIRECT | Active | Combined Phase (Preliminary & Detailed) | Supplies (can be reused) |  |  |  |  | 5400 |  | 02295600000O | Cost of Waste (Dumpsters).
02 | 2 | 2 | 99 | 00 | 00 | 00 | 0 | Project Costs | 022-99-0000-00-0 | LS | NO | NO | n/a |  | INDIRECT | Active | Combined Phase (Preliminary & Detailed) | Project Costs | [6 empty] | 022990000000 | Summary of Project Costs costs.
02 | 2 | 2 | 99 | 10 | 00 | 00 | O | Bonds | 022-99-1000-00-O | LS | NO | NO | n/a |  | INDIRECT | Active | Combined Phase (Preliminary & Detailed) | Project Costs |  |  |  |  | 5400 |  | 02299100000O | Cost of Bonds.
02 | 2 | 2 | 99 | 20 | 00 | 00 | O | Insurance | 022-99-2000-00-O | LS | NO | NO | n/a |  | INDIRECT | Active | Combined Phase (Preliminary & Detailed) | Project Costs |  |  |  |  | 5400 |  | 02299200000O | Cost of Insurance.
02 | 2 | 2 | 99 | 30 | 00 | 00 | O | Taxes | 022-99-3000-00-O | LS | NO | NO | n/a |  | INDIRECT | Active | Combined Phase (Preliminary & Detailed) | Project Costs |  |  |  |  | 5400 |  | 02299300000O | Cost of Taxes.
02 | 2 | 2 | 99 | 35 | 00 | 00 | O | Permits | 022-99-3500-00-O | LS | NO | NO | n/a |  | INDIRECT | Active | Combined Phase (Preliminary & Detailed) | Project Costs |  |  |  |  | 5400 |  | 02299350000O | Cost of Permits.
02 | 2 | 2 | 99 | 40 | 00 | 00 | O | Escalation | 022-99-4000-00-O | LS | NO | NO | n/a |  | INDIRECT | Active | Combined Phase (Preliminary & Detailed) | Project Costs |  |  |  |  | 5400 |  | 02299400000O | Cost of Escalation.
02 | 2 | 2 | 99 | 50 | 00 | 00 | Y | Contingency | 022-99-5000-00-Y | LS | NO | NO | n/a |  | INDIRECT | Active | Combined Phase (Preliminary & Detailed) | Project Costs |  |  |  |  | 5400 |  | 02299500000Y | Cost of Contingency.
02 | 2 | 4 | 00 | 00 | 00 | 00 | 0 | Concept Design | 024-00-0000-00-0 | HR | YES | YES | n/a |  | INDIRECT | Active | Concept Design | Summary |  |  |  | 100 |  |  | 024000000000 | Top-level summary of all Concept Design costs.
02 | 4 | 4 | 05 | 00 | 00 | 00 | D | Engineering Management | 024-05-0000-00-D | HR | NO | NO | n/a |  | INDIRECT | Active | Concept Design | Engineering Management |  |  |  | 100 | 5000 |  | 02405000000D | Summary of Engineering Management engineering deliverables.
02 | 4 | 4 | 05 | 12 | 00 | 00 | D | Engineering Deliverables | 024-05-1200-00-D | HR | NO | NO | n/a |  | INDIRECT | Active | Concept Design | Engineering Management |  |  |  | 100 | 5000 |  | 02405120000D | Summary of Engineering Deliverables engineering deliverables.
02 | 4 | 4 | 05 | 12 | 10 | 00 | D | Project Execution Plan <Deliv.> | 024-05-1210-00-D | HR | NO | NO | n/a |  | INDIRECT | Active | Concept Design | Engineering Management |  |  |  | 100 | 5000 |  | 02405121000D | Engineering deliverable: Project Execution Plan <Deliv.>.
02 | 4 | 4 | 05 | 12 | 20 | 00 | D | Design Basis <Deliv.> | 024-05-1220-00-D | HR | NO | NO | n/a |  | INDIRECT | Active | Concept Design | Engineering Management |  |  |  | 100 | 5000 |  | 02405122000D | Engineering deliverable: Design Basis <Deliv.>.
02 | 4 | 4 | 05 | 15 | 00 | 00 | D | Document Management | 024-05-1500-00-D | HR | NO | NO | n/a |  | INDIRECT | Active | Concept Design | Engineering Management |  |  |  | 100 | 5000 |  | 02405150000D | Summary of Document Management engineering deliverables.
02 | 4 | 4 | 05 | 15 | 10 | 00 | D | Master Document Register <Deliv.> | 024-05-1510-00-D | HR | NO | NO | n/a |  | INDIRECT | Active | Concept Design | Engineering Management |  |  |  | 100 | 5000 |  | 02405151000D | Engineering deliverable: Master Document Register <Deliv.>.
02 | 4 | 4 | 05 | 15 | 20 | 00 | D | Transmittals & Document Control Plan <Deliv.> | 024-05-1520-00-D | HR | NO | NO | n/a |  | INDIRECT | Active | Concept Design | Engineering Management |  |  |  | 100 | 5000 |  | 02405152000D | Engineering deliverable: Transmittals & Document Control Plan <Deliv.>.
02 | 4 | 4 | 05 | 15 | 30 | 00 | D | Execution Plan <Deliv.> | 024-05-1530-00-D | HR | NO | NO | n/a |  | INDIRECT | Active | Concept Design | Engineering Management |  |  |  | 100 | 5000 |  | 02405153000D | Engineering deliverable: Execution Plan <Deliv.>.
02 | 4 | 4 | 05 | 18 | 30 | 00 | D | Preliminary 3-D Model <Deliv.> | 024-05-1830-00-D | HR | NO | NO | n/a |  | INDIRECT | Active | Concept Design | Engineering Management |  |  |  | 100 | 5000 |  | 02405183000D | Engineering deliverable: Preliminary 3-D Model <Deliv.>.
02 | 4 | 4 | 05 | 45 | 00 | 00 | D | Procurement Plan | 024-05-4500-00-D | HR | NO | NO | n/a |  | INDIRECT | Active | Concept Design | Engineering Management |  |  |  | 100 | 5000 |  | 02405450000D | Summary of Procurement Plan engineering deliverables.
02 | 4 | 4 | 05 | 45 | 10 | 00 | D | Long Lead Equipment List <Deliv.> | 024-05-4510-00-D | HR | NO | NO | n/a |  | INDIRECT | Active | Concept Design | Engineering Management |  |  |  | 100 | 5000 |  | 02405451000D | Engineering deliverable: Long Lead Equipment List <Deliv.>.
02 | 4 | 4 | 05 | 45 | 20 | 00 | D | Procurement Strategy <Deliv.> | 024-05-4520-00-D | LS | NO | NO | n/a |  | INDIRECT | Active | Concept Design | Engineering Management |  |  |  | 100 | 5000 |  | 02405452000D | Engineering deliverable: Procurement Strategy <Deliv.>.
02 | 4 | 4 | 05 | 60 | 00 | 00 | D | Project Controls | 024-05-6000-00-D | HR | NO | NO | n/a |  | INDIRECT | Active | Concept Design | Engineering Management |  |  |  | 100 | 5000 |  | 02405600000D | Summary of Project Controls engineering deliverables.
02 | 4 | 4 | 05 | 60 | 10 | 00 | D | Cost Estimate <Deliv.> | 024-05-6010-00-D | HR | NO | NO | n/a |  | INDIRECT | Active | Concept Design | Engineering Management |  |  |  | 100 | 5000 |  | 02405601000D | Engineering deliverable: Cost Estimate <Deliv.>.
02 | 4 | 4 | 05 | 60 | 20 | 00 | D | Project Schedule <Deliv.> | 024-05-6020-00-D | HR | NO | NO | n/a |  | INDIRECT | Active | Concept Design | Engineering Management |  |  |  | 100 | 5000 |  | 02405602000D | Engineering deliverable: Project Schedule <Deliv.>.
02 | 4 | 4 | 05 | 60 | 30 | 00 | D | Risk Register <Deliv.> | 024-05-6030-00-D | HR | NO | NO | n/a |  | INDIRECT | Active | Concept Design | Engineering Management |  |  |  | 100 | 5000 |  | 02405603000D | Engineering deliverable: Risk Register <Deliv.>.
02 | 4 | 4 | 05 | 60 | 40 | 00 | D | Vendor Controls Plan <Deliv.> | 024-05-6040-00-D | HR | NO | NO | n/a |  | INDIRECT | Active | Concept Design | Engineering Management |  |  |  | 100 | 5000 |  | 02405604000D | Engineering deliverable: Vendor Controls Plan <Deliv.>.
02 | 4 | 4 | 10 | 00 | 00 | 00 | D | Process Engineering | 024-10-0000-00-D | LS | NO | NO | n/a |  | INDIRECT | Active | Concept Design | Process Engineering |  |  |  | 100 | 5000 |  | 02410000000D | Summary of Process Engineering engineering deliverables.
02 | 4 | 4 | 10 | 10 | 00 | 00 | D | Design Basis / Narratives | 024-10-1000-00-D | HR | NO | NO | n/a |  | INDIRECT | Active | Concept Design | Process Engineering |  |  |  | 100 | 5000 |  | 02410100000D | Summary of Design Basis / Narratives engineering deliverables.
02 | 4 | 4 | 10 | 10 | 10 | 00 | D | Process Basis of Design <Deliv.> | 024-10-1010-00-D | HR | NO | NO | n/a |  | INDIRECT | Active | Concept Design | Process Engineering |  |  |  | 100 | 5000 |  | 02410101000D | Engineering deliverable: Process Basis of Design <Deliv.>.
02 | 4 | 4 | 10 | 10 | 20 | 00 | D | Process Options Evaluations <Deliv.> | 024-10-1020-00-D | HR | NO | NO | n/a |  | INDIRECT | Active | Concept Design | Process Engineering |  |  |  | 100 | 5000 |  | 02410102000D | Engineering deliverable: Process Options Evaluations <Deliv.>.
02 | 4 | 4 | 10 | 15 | 00 | 00 | D | Calculations / Studies | 024-10-1500-00-D | HR | NO | NO | n/a |  | INDIRECT | Active | Concept Design | Process Engineering |  |  |  | 100 | 5000 |  | 02410150000D | Summary of Calculations / Studies engineering deliverables.
02 | 4 | 4 | 10 | 15 | 10 | 00 | D | Process Simulations <Deliv.> | 024-10-1510-00-D | HR | NO | NO | n/a |  | INDIRECT | Active | Concept Design | Process Engineering |  |  |  | 100 | 5000 |  | 02410151000D | Engineering deliverable: Process Simulations <Deliv.>.
02 | 4 | 4 | 10 | 15 | 15 | 00 | D | Early Sizing & Concept Studies <Deliv.> | 024-10-1515-00-D | HR | NO | NO | n/a |  | INDIRECT | Active | Concept Design | Process Engineering |  |  |  | 100 | 5000 |  | 02410151500D | Engineering deliverable: Early Sizing & Concept Studies <Deliv.>.
02 | 4 | 4 | 10 | 15 | 20 | 00 | D | Preliminary Heat and Mass Balance <Deliv.> | 024-10-1520-00-D | HR | NO | NO | n/a |  | INDIRECT | Active | Concept Design | Process Engineering |  |  |  | 100 | 5000 |  | 02410152000D | Engineering deliverable: Preliminary Heat and Mass Balance <Deliv.>.
02 | 4 | 4 | 10 | 15 | 25 | 00 | D | Utility Summaries <Deliv.> | 024-10-1525-00-D | HR | NO | NO | n/a |  | INDIRECT | Active | Concept Design | Process Engineering |  |  |  | 100 | 5000 |  | 02410152500D | Engineering deliverable: Utility Summaries <Deliv.>.
02 | 4 | 4 | 10 | 15 | 30 | 00 | D | Emissions Estimates <Deliv.> | 024-10-1530-00-D | HR | NO | NO | n/a |  | INDIRECT | Active | Concept Design | Process Engineering |  |  |  | 100 | 5000 |  | 02410153000D | Engineering deliverable: Emissions Estimates <Deliv.>.
02 | 4 | 4 | 10 | 30 | 00 | 00 | D | Drawings / MTOs | 024-10-3000-00-D | HR | NO | NO | n/a |  | INDIRECT | Active | Concept Design | Process Engineering |  |  |  | 100 | 5000 |  | 02410300000D | Summary of Drawings / MTOs engineering deliverables.
02 | 4 | 4 | 10 | 30 | 10 | 00 | D | Process Flow Diagrams (PFDs) <Deliv.> | 024-10-3010-00-D | HR | NO | NO | n/a |  | INDIRECT | Active | Concept Design | Process Engineering |  |  |  | 100 | 5000 |  | 02410301000D | Engineering deliverable: Process Flow Diagrams (PFDs) <Deliv.>.
02 | 4 | 4 | 15 | 00 | 00 | 00 | D | Safety / Loss Prevention Engineering | 024-15-0000-00-D | HR | NO | NO | n/a |  | INDIRECT | Active | Concept Design | Safety / Loss Prevention Engineering |  |  |  | 100 | 5000 |  | 02415000000D | Summary of Safety / Loss Prevention Engineering engineering deliverables.
02 | 4 | 4 | 15 | 10 | 00 | 00 | D | Design Basis / Narratives | 024-15-1000-00-D | HR | NO | NO | n/a |  | INDIRECT | Active | Concept Design | Safety / Loss Prevention Engineering |  |  |  | 100 | 5000 |  | 02415100000D | Summary of Design Basis / Narratives engineering deliverables.
02 | 4 | 4 | 15 | 10 | 10 | 00 | D | Safety Basis of Design <Deliv.> | 024-15-1010-00-D | HR | NO | NO | n/a |  | INDIRECT | Active | Concept Design | Safety / Loss Prevention Engineering |  |  |  | 100 | 5000 |  | 02415101000D | Engineering deliverable: Safety Basis of Design <Deliv.>.
02 | 4 | 4 | 15 | 10 | 15 | 00 | D | Risk Assessment (HAZID ENVID) <Deliv.> | 024-15-1015-00-D | LS | NO | NO | n/a |  | INDIRECT | Active | Concept Design | Safety / Loss Prevention Engineering |  |  |  | 100 | 5000 |  | 02415101500D | Engineering deliverable: Risk Assessment (HAZID ENVID) <Deliv.>.
02 | 4 | 4 | 15 | 15 | 00 | 00 | D | Calculations / Studies | 024-15-1500-00-D | HR | NO | NO | n/a |  | INDIRECT | Active | Concept Design | Safety / Loss Prevention Engineering |  |  |  | 100 | 5000 |  | 02415150000D | Summary of Calculations / Studies engineering deliverables.
02 | 4 | 4 | 15 | 15 | 10 | 00 | D | Firewater Demand Estimation <Deliv.> | 024-15-1510-00-D | HR | NO | NO | n/a |  | INDIRECT | Active | Concept Design | Safety / Loss Prevention Engineering |  |  |  | 100 | 5000 |  | 02415151000D | Engineering deliverable: Firewater Demand Estimation <Deliv.>.
02 | 4 | 4 | 15 | 15 | 15 | 00 | D | Preliminary Hazardous Area Classification <Deliv.> | 024-15-1515-00-D | HR | NO | NO | n/a |  | INDIRECT | Active | Concept Design | Safety / Loss Prevention Engineering |  |  |  | 100 | 5000 |  | 02415151500D | Engineering deliverable: Preliminary Hazardous Area Classification <Deliv.>.
02 | 4 | 4 | 15 | 15 | 20 | 00 | D | Facility Siting Analysis <Deliv.> | 024-15-1520-00-D | HR | NO | NO | n/a |  | INDIRECT | Active | Concept Design | Safety / Loss Prevention Engineering |  |  |  | 100 | 5000 |  | 02415152000D | Engineering deliverable: Facility Siting Analysis <Deliv.>.
02 | 4 | 4 | 15 | 30 | 00 | 00 | D | Drawings / MTOs | 024-15-3000-00-D | HR | NO | NO | n/a |  | INDIRECT | Active | Concept Design | Safety / Loss Prevention Engineering |  |  |  | 100 | 5000 |  | 02415300000D | Summary of Drawings / MTOs engineering deliverables.
02 | 4 | 4 | 15 | 30 | 30 | 00 | D | Conceptual Fire and Gas Detection Layout <Deliv.> | 024-15-3030-00-D | LS | NO | NO | n/a |  | INDIRECT | Active | Concept Design | Safety / Loss Prevention Engineering |  |  |  |  | 5000 |  | 02415303000D | Engineering deliverable: Conceptual Fire and Gas Detection Layout <Deliv.>.
02 | 4 | 4 | 20 | 00 | 00 | 00 | D | Environmental Engineering | 024-20-0000-00-D | HR | NO | NO | n/a |  | INDIRECT | Active | Concept Design | Environmental Engineering |  |  |  | 100 | 5000 |  | 02420000000D | Summary of Environmental Engineering engineering deliverables.
02 | 4 | 4 | 20 | 10 | 00 | 00 | D | Design Basis / Narratives | 024-20-1000-00-D | HR | NO | NO | n/a |  | INDIRECT | Active | Concept Design | Environmental Engineering |  |  |  | 100 | 5000 |  | 02420100000D | Summary of Design Basis / Narratives engineering deliverables.
02 | 4 | 4 | 20 | 10 | 10 | 00 | D | Environmental Impact Screening <Deliv.> | 024-20-1010-00-D | HR | NO | NO | n/a |  | INDIRECT | Active | Concept Design | Environmental Engineering |  |  |  | 100 | 5000 |  | 02420101000D | Engineering deliverable: Environmental Impact Screening <Deliv.>.
02 | 4 | 4 | 20 | 10 | 15 | 00 | D | Environmental Constraints Summary <Deliv.> | 024-20-1015-00-D | HR | NO | NO | n/a |  | INDIRECT | Active | Concept Design | Environmental Engineering |  |  |  | 100 | 5000 |  | 02420101500D | Engineering deliverable: Environmental Constraints Summary <Deliv.>.
02 | 4 | 4 | 20 | 10 | 20 | 00 | D | Permitting Plan & Regulatory Roadmap <Deliv.> | 024-20-1020-00-D | LS | NO | NO | n/a |  | INDIRECT | Active | Concept Design | Environmental Engineering |  |  |  |  | 5000 |  | 02420102000D | Engineering deliverable: Permitting Plan & Regulatory Roadmap <Deliv.>.
02 | 4 | 4 | 20 | 15 | 00 | 00 | D | Calculations / Studies | 024-20-1500-00-D | LS | NO | NO | n/a |  | INDIRECT | Active | Concept Design | Environmental Engineering |  |  |  |  | 5000 |  | 02420150000D | Summary of Calculations / Studies engineering deliverables.
02 | 4 | 4 | 20 | 15 | 10 | 00 | D | Emissions Inventory <Deliv.> | 024-20-1510-00-D | LS | NO | NO | n/a |  | INDIRECT | Active | Concept Design | Environmental Engineering |  |  |  |  | 5000 |  | 02420151000D | Engineering deliverable: Emissions Inventory <Deliv.>.
02 | 4 | 4 | 20 | 15 | 15 | 00 | D | Sustainability/ESG Considerations <Deliv.> | 024-20-1515-00-D | LS | NO | NO | n/a |  | INDIRECT | Active | Concept Design | Environmental Engineering |  |  |  |  | 5000 |  | 02420151500D | Engineering deliverable: Sustainability/ESG Considerations <Deliv.>.
02 | 4 | 4 | 20 | 15 | 20 | 00 | D | Wastewater & Stormwater Conceptual Strategies <Deliv.> | 024-20-1520-00-D | LS | NO | NO | n/a |  | INDIRECT | Active | Concept Design | Environmental Engineering |  |  |  |  | 5000 |  | 02420152000D | Engineering deliverable: Wastewater & Stormwater Conceptual Strategies <Deliv.>.
02 | 4 | 4 | 25 | 00 | 00 | 00 | D | Civil / Structural Engineering | 024-25-0000-00-D | HR | NO | NO | n/a |  | INDIRECT | Active | Concept Design | Civil / Structural Engineering |  |  |  | 100 | 5000 |  | 02425000000D | Summary of Civil / Structural Engineering engineering deliverables.
02 | 4 | 4 | 25 | 10 | 00 | 00 | D | Design Basis / Narratives | 024-25-1000-00-D | HR | NO | NO | n/a |  | INDIRECT | Active | Concept Design | Civil / Structural Engineering |  |  |  | 100 | 5000 |  | 02425100000D | Summary of Design Basis / Narratives engineering deliverables.
02 | 4 | 4 | 25 | 10 | 10 | 00 | D | Civil / Structural Basis of Design <Deliv.> | 024-25-1010-00-D | HR | NO | NO | n/a |  | INDIRECT | Active | Concept Design | Civil / Structural Engineering |  |  |  | 100 | 5000 |  | 02425101000D | Engineering deliverable: Civil / Structural Basis of Design <Deliv.>.
02 | 4 | 4 | 25 | 10 | 20 | 00 | D | Site Reconnaissance & Survey Requirements <Deliv.> | 024-25-1020-00-D | HR | NO | NO | n/a |  | INDIRECT | Active | Concept Design | Civil / Structural Engineering |  |  |  | 100 | 5000 |  | 02425102000D | Engineering deliverable: Site Reconnaissance & Survey Requirements <Deliv.>.
02 | 4 | 4 | 25 | 15 | 00 | 00 | D | Calculations / Studies | 024-25-1500-00-D | LS | NO | NO | n/a |  | INDIRECT | Active | Concept Design | Civil / Structural Engineering |  |  |  |  | 5000 |  | 02425150000D | Summary of Calculations / Studies engineering deliverables.
02 | 4 | 4 | 25 | 15 | 10 | 00 | D | Soil/Geotechnical Desktop Review <Deliv.> | 024-25-1510-00-D | LS | NO | NO | n/a |  | INDIRECT | Active | Concept Design | Civil / Structural Engineering |  |  |  |  | 5000 |  | 02425151000D | Engineering deliverable: Soil/Geotechnical Desktop Review <Deliv.>.
02 | 4 | 4 | 25 | 15 | 15 | 00 | D | Preliminary Foundation Concepts <Deliv.> | 024-25-1515-00-D | LS | NO | NO | n/a |  | INDIRECT | Active | Concept Design | Civil / Structural Engineering |  |  |  |  | 5000 |  | 02425151500D | Engineering deliverable: Preliminary Foundation Concepts <Deliv.>.
02 | 4 | 4 | 25 | 15 | 20 | 00 | D | Structural Framing Concepts <Deliv.> | 024-25-1520-00-D | LS | NO | NO | n/a |  | INDIRECT | Active | Concept Design | Civil / Structural Engineering |  |  |  |  | 5000 |  | 02425152000D | Engineering deliverable: Structural Framing Concepts <Deliv.>.
02 | 4 | 4 | 25 | 15 | 25 | 00 | D | Equipment/Module Support Strategies <Deliv.> | 024-25-1525-00-D | LS | NO | NO | n/a |  | INDIRECT | Active | Concept Design | Civil / Structural Engineering |  |  |  |  | 5000 |  | 02425152500D | Engineering deliverable: Equipment/Module Support Strategies <Deliv.>.
02 | 4 | 4 | 25 | 15 | 50 | 00 | D | Preliminary Drainage & Stormwater Concepts <Deliv.> | 024-25-1550-00-D | LS | NO | NO | n/a |  | INDIRECT | Active | Concept Design | Civil / Structural Engineering |  |  |  |  | 5000 |  | 02425155000D | Engineering deliverable: Preliminary Drainage & Stormwater Concepts <Deliv.>.
02 | 4 | 4 | 25 | 30 | 00 | 00 | D | Drawings / MTOs | 024-25-3000-00-D | HR | NO | NO | n/a |  | INDIRECT | Active | Concept Design | Civil / Structural Engineering |  |  |  | 100 | 5000 |  | 02425300000D | Summary of Drawings / MTOs engineering deliverables.
02 | 4 | 4 | 25 | 30 | 10 | 00 | D | Conceptual Site Plan / Grading Plan <Deliv.> | 024-25-3010-00-D | HR | NO | NO | n/a |  | INDIRECT | Active | Concept Design | Civil / Structural Engineering |  |  |  | 100 | 5000 |  | 02425301000D | Engineering deliverable: Conceptual Site Plan / Grading Plan <Deliv.>.
02 | 4 | 4 | 30 | 00 | 00 | 00 | D | Mechanical Engineering | 024-30-0000-00-D | HR | NO | NO | n/a |  | INDIRECT | Active | Concept Design | Mechanical Engineering |  |  |  | 100 | 5000 |  | 02430000000D | Summary of Mechanical Engineering engineering deliverables.
02 | 4 | 4 | 30 | 10 | 00 | 00 | D | Design Basis / Narratives | 024-30-1000-00-D | HR | NO | NO | n/a |  | INDIRECT | Active | Concept Design | Mechanical Engineering |  |  |  | 100 | 5000 |  | 02430100000D | Summary of Design Basis / Narratives engineering deliverables.
02 | 4 | 4 | 30 | 10 | 10 | 00 | D | Mechanical Basis of Design <Deliv.> | 024-30-1010-00-D | LS | NO | NO | n/a |  | INDIRECT | Active | Concept Design | Mechanical Engineering |  |  |  | 100 | 5000 |  | 02430101000D | Engineering deliverable: Mechanical Basis of Design <Deliv.>.
02 | 4 | 4 | 30 | 15 | 00 | 00 | D | Calculations / Studies | 024-30-1500-00-D | LS | NO | NO | n/a |  | INDIRECT | Active | Concept Design | Mechanical Engineering |  |  |  |  | 5000 |  | 02430150000D | Summary of Calculations / Studies engineering deliverables.
02 | 4 | 4 | 30 | 15 | 10 | 00 | D | Rough Equipment Sizing <Deliv.> | 024-30-1510-00-D | LS | NO | NO | n/a |  | INDIRECT | Active | Concept Design | Mechanical Engineering |  |  |  |  | 5000 |  | 02430151000D | Engineering deliverable: Rough Equipment Sizing <Deliv.>.
02 | 4 | 4 | 30 | 15 | 15 | 00 | D | Preliminary Heat Load Calculations <Deliv.> | 024-30-1515-00-D | LS | NO | NO | n/a |  | INDIRECT | Active | Concept Design | Mechanical Engineering |  |  |  |  | 5000 |  | 02430151500D | Engineering deliverable: Preliminary Heat Load Calculations <Deliv.>.
02 | 4 | 4 | 30 | 15 | 20 | 00 | D | Equipment Room / Utility Area Planning <Deliv.> | 024-30-1520-00-D | LS | NO | NO | n/a |  | INDIRECT | Active | Concept Design | Mechanical Engineering |  |  |  |  | 5000 |  | 02430152000D | Engineering deliverable: Equipment Room / Utility Area Planning <Deliv.>.
02 | 4 | 4 | 30 | 20 | 00 | 00 | D | Data & Lists | 024-30-2000-00-D | HR | NO | NO | n/a |  | INDIRECT | Active | Concept Design | Mechanical Engineering |  |  |  | 100 | 5000 |  | 02430200000D | Summary of Data & Lists engineering deliverables.
02 | 4 | 4 | 30 | 20 | 05 | 00 | D | Preliminary Master Equipment List <Deliv.> | 024-30-2005-00-D | EA | NO | NO | n/a |  | INDIRECT | Active | Concept Design | Mechanical Engineering |  |  |  |  | 5000 |  | 02430200500D | Engineering deliverable: Preliminary Master Equipment List <Deliv.>.
02 | 4 | 4 | 30 | 30 | 00 | 00 | D | Drawings / MTOs | 024-30-3000-00-D | HR | NO | NO | n/a |  | INDIRECT | Active | Concept Design | Mechanical Engineering |  |  |  | 100 | 5000 |  | 02430300000D | Engineering deliverable: Drawings / MTOs.
02 | 4 | 4 | 35 | 00 | 00 | 00 | D | HVAC / Architectural Design & Engineering | 024-35-0000-00-D | HR | NO | NO | n/a |  | INDIRECT | Active | Concept Design | HVAC / Architectural Design & Engineering |  |  |  | 100 | 5000 |  | 02435000000D | Summary of HVAC / Architectural Design & Engineering engineering deliverables.
02 | 4 | 4 | 35 | 10 | 00 | 00 | D | Design Basis / Narratives | 024-35-1000-00-D | HR | NO | NO | n/a |  | INDIRECT | Active | Concept Design | HVAC / Architectural Design & Engineering |  |  |  | 100 | 5000 |  | 02435100000D | Summary of Design Basis / Narratives engineering deliverables.
02 | 4 | 4 | 35 | 10 | 10 | 00 | D | Building Basis of Design <Deliv.> | 024-35-1010-00-D | LS | NO | NO | n/a |  | INDIRECT | Active | Concept Design | HVAC / Architectural Design & Engineering |  |  |  | 100 | 5000 |  | 02435101000D | Engineering deliverable: Building Basis of Design <Deliv.>.
02 | 4 | 4 | 35 | 10 | 15 | 00 | D | Narrative Describing System Goals and Constraints <Deliv.> | 024-35-1015-00-D | LS | NO | NO | n/a |  | INDIRECT | Active | Concept Design | HVAC / Architectural Design & Engineering |  |  |  |  | 5000 |  | 02435101500D | Engineering deliverable: Narrative Describing System Goals and Constraints <Deliv.>.
02 | 4 | 4 | 35 | 15 | 00 | 00 | D | Calculations / Studies | 024-35-1500-00-D | HR | NO | NO | n/a |  | INDIRECT | Active | Concept Design | HVAC / Architectural Design & Engineering |  |  |  | 100 | 5000 |  | 02435150000D | Summary of Calculations / Studies engineering deliverables.
02 | 4 | 4 | 35 | 15 | 10 | 00 | D | Applicable Codes and Standards <Deliv.> | 024-35-1510-00-D | HR | NO | NO | n/a |  | INDIRECT | Active | Concept Design | HVAC / Architectural Design & Engineering |  |  |  | 100 | 5000 |  | 02435151000D | Engineering deliverable: Applicable Codes and Standards <Deliv.>.
02 | 4 | 4 | 35 | 15 | 15 | 00 | D | Building Options <Deliv.> | 024-35-1515-00-D | HR | NO | NO | n/a |  | INDIRECT | Active | Concept Design | HVAC / Architectural Design & Engineering |  |  |  | 100 | 5000 |  | 02435151500D | Engineering deliverable: Building Options <Deliv.>.
02 | 4 | 4 | 35 | 15 | 20 | 00 | D | Climate Data Selection <Deliv.> | 024-35-1520-00-D | LS | NO | NO | n/a |  | INDIRECT | Active | Concept Design | HVAC / Architectural Design & Engineering |  |  |  |  | 5000 |  | 02435152000D | Engineering deliverable: Climate Data Selection <Deliv.>.
02 | 4 | 4 | 35 | 15 | 25 | 00 | D | Space Environmental Criteria <Deliv.> | 024-35-1525-00-D | HR | NO | NO | n/a |  | INDIRECT | Active | Concept Design | HVAC / Architectural Design & Engineering |  |  |  | 100 | 5000 |  | 02435152500D | Engineering deliverable: Space Environmental Criteria <Deliv.>.
02 | 4 | 4 | 35 | 15 | 30 | 00 | D | Ventilation Requirements <Deliv.> | 024-35-1530-00-D | LS | NO | NO | n/a |  | INDIRECT | Active | Concept Design | HVAC / Architectural Design & Engineering |  |  |  | 100 | 5000 |  | 02435153000D | Engineering deliverable: Ventilation Requirements <Deliv.>.
02 | 4 | 4 | 35 | 15 | 40 | 00 | D | Pressurization Concepts <Deliv.> | 024-35-1540-00-D | HR | NO | NO | n/a |  | INDIRECT | Active | Concept Design | HVAC / Architectural Design & Engineering |  |  |  | 100 | 5000 |  | 02435154000D | Engineering deliverable: Pressurization Concepts <Deliv.>.
02 | 4 | 4 | 35 | 20 | 00 | 00 | D | Data & Lists | 024-35-2000-00-D | HR | NO | NO | n/a |  | INDIRECT | Active | Concept Design | HVAC / Architectural Design & Engineering |  |  |  |  | 5000 |  | 02435200000D | Summary of Data & Lists engineering deliverables.
02 | 4 | 4 | 35 | 20 | 05 | 00 | D | Conceptual Equipment List <Deliv.> | 024-35-2005-00-D | EA | NO | NO | n/a |  | INDIRECT | Active | Concept Design | HVAC / Architectural Design & Engineering |  |  |  |  | 5000 |  | 02435200500D | Engineering deliverable: Conceptual Equipment List <Deliv.>.
02 | 4 | 4 | 35 | 30 | 00 | 00 | D | Drawings / MTOs | 024-35-3000-00-D | HR | NO | NO | n/a |  | INDIRECT | Active | Concept Design | HVAC / Architectural Design & Engineering |  |  |  | 100 | 5000 |  | 02435300000D | Engineering deliverable: Drawings / MTOs.
02 | 4 | 4 | 40 | 00 | 00 | 00 | D | Piping Design / Engineering | 024-40-0000-00-D | HR | NO | NO | n/a |  | INDIRECT | Active | Concept Design | Piping Design / Engineering |  |  |  | 100 | 5000 |  | 02440000000D | Summary of Piping Design / Engineering engineering deliverables.
02 | 4 | 4 | 40 | 10 | 00 | 00 | D | Design Basis / Narratives | 024-40-1000-00-D | HR | NO | NO | n/a |  | INDIRECT | Active | Concept Design | Piping Design / Engineering |  |  |  | 100 | 5000 |  | 02440100000D | Summary of Design Basis / Narratives engineering deliverables.
02 | 4 | 4 | 40 | 10 | 10 | 00 | D | Piping Basis of Design <Deliv.> | 024-40-1010-00-D | LS | NO | NO | n/a |  | INDIRECT | Active | Concept Design | Piping Design / Engineering |  |  |  |  | 5000 |  | 02440101000D | Engineering deliverable: Piping Basis of Design <Deliv.>.
02 | 4 | 4 | 40 | 10 | 20 | 00 | D | Plot Plan <Deliv.> | 024-40-1020-00-D | HR | NO | NO | n/a |  | INDIRECT | Active | Concept Design | Piping Design / Engineering |  |  |  | 100 | 5000 |  | 02440102000D | Engineering deliverable: Plot Plan <Deliv.>.
02 | 4 | 4 | 40 | 10 | 30 | 00 | D | Routing Studies <Deliv.> | 024-40-1030-00-D | HR | NO | NO | n/a |  | INDIRECT | Active | Concept Design | Piping Design / Engineering |  |  |  | 100 | 5000 |  | 02440103000D | Engineering deliverable: Routing Studies <Deliv.>.
02 | 4 | 4 | 40 | 10 | 40 | 00 | D | Space Allocation Studies <Deliv.> | 024-40-1040-00-D | LS | NO | NO | n/a |  | INDIRECT | Active | Concept Design | Piping Design / Engineering |  |  |  |  | 5000 |  | 02440104000D | Engineering deliverable: Space Allocation Studies <Deliv.>.
02 | 4 | 4 | 45 | 00 | 00 | 00 | D | Electrical Engineering | 024-45-0000-00-D | HR | NO | NO | n/a |  | INDIRECT | Active | Concept Design | Electrical Engineering |  |  |  | 100 | 5000 |  | 02445000000D | Summary of Electrical Engineering engineering deliverables.
02 | 4 | 4 | 45 | 10 | 00 | 00 | D | Design Basis / Narratives | 024-45-1000-00-D | HR | NO | NO | n/a |  | INDIRECT | Active | Concept Design | Electrical Engineering |  |  |  | 100 | 5000 |  | 02445100000D | Summary of Design Basis / Narratives engineering deliverables.
02 | 4 | 4 | 45 | 10 | 10 | 00 | D | Electrical Basis of Design <Deliv.> | 024-45-1010-00-D | LS | NO | NO | n/a |  | INDIRECT | Active | Concept Design | Electrical Engineering |  |  |  | 100 | 5000 |  | 02445101000D | Engineering deliverable: Electrical Basis of Design <Deliv.>.
02 | 4 | 4 | 45 | 10 | 20 | 00 | D | Options Assessment for Utility Power Supply <Deliv.> | 024-45-1020-00-D | HR | NO | NO | n/a |  | INDIRECT | Active | Concept Design | Electrical Engineering |  |  |  | 100 | 5000 |  | 02445102000D | Engineering deliverable: Options Assessment for Utility Power Supply <Deliv.>.
02 | 4 | 4 | 45 | 15 | 00 | 00 | D | Calculations / Studies | 024-45-1500-00-D | HR | NO | NO | n/a |  | INDIRECT | Active | Concept Design | Electrical Engineering |  |  |  | 100 | 5000 |  | 02445150000D | Summary of Calculations / Studies engineering deliverables.
02 | 4 | 4 | 45 | 15 | 10 | 00 | D | Power System Concept <Deliv.> | 024-45-1510-00-D | HR | NO | NO | n/a |  | INDIRECT | Active | Concept Design | Electrical Engineering |  |  |  | 100 | 5000 |  | 02445151000D | Engineering deliverable: Power System Concept <Deliv.>.
02 | 4 | 4 | 45 | 15 | 15 | 00 | D | Substation/Transformer Sizing Concepts <Deliv.> | 024-45-1515-00-D | LS | NO | NO | n/a |  | INDIRECT | Active | Concept Design | Electrical Engineering |  |  |  | 100 | 5000 |  | 02445151500D | Engineering deliverable: Substation/Transformer Sizing Concepts <Deliv.>.
02 | 4 | 4 | 45 | 15 | 20 | 00 | D | Preliminary Grounding & Lighting Concepts <Deliv.> | 024-45-1520-00-D | HR | NO | NO | n/a |  | INDIRECT | Active | Concept Design | Electrical Engineering |  |  |  | 100 | 5000 |  | 02445152000D | Engineering deliverable: Preliminary Grounding & Lighting Concepts <Deliv.>.
02 | 4 | 4 | 45 | 20 | 00 | 00 | D | Data & Lists | 024-45-2000-00-D | HR | NO | NO | n/a |  | INDIRECT | Active | Concept Design | Electrical Engineering |  |  |  |  | 5000 |  | 02445200000D | Summary of Data & Lists engineering deliverables.
02 | 4 | 4 | 45 | 20 | 10 | 00 | D | Conceptual Load List <Deliv.> | 024-45-2010-00-D | LS | NO | NO | n/a |  | INDIRECT | Active | Concept Design | Electrical Engineering |  |  |  |  | 5000 |  | 02445201000D | Engineering deliverable: Conceptual Load List <Deliv.>.
02 | 4 | 4 | 45 | 30 | 00 | 00 | D | Drawings / MTOs | 024-45-3000-00-D | HR | NO | NO | n/a |  | INDIRECT | Active | Concept Design | Electrical Engineering |  |  |  | 100 | 5000 |  | 02445300000D | Summary of Drawings / MTOs engineering deliverables.
02 | 4 | 4 | 45 | 30 | 10 | 00 | D | Single Line Diagram <Deliv.> | 024-45-3010-00-D | HR | NO | NO | n/a |  | INDIRECT | Active | Concept Design | Electrical Engineering |  |  |  | 100 | 5000 |  | 02445301000D | Engineering deliverable: Single Line Diagram <Deliv.>.
02 | 4 | 4 | 50 | 00 | 00 | 00 | D | Instrumentation & Controls Engineering | 024-50-0000-00-D | HR | NO | NO | n/a |  | INDIRECT | Active | Concept Design | Instrumentation & Controls Engineering |  |  |  | 100 | 5000 |  | 02450000000D | Summary of Instrumentation & Controls Engineering engineering deliverables.
02 | 4 | 4 | 50 | 10 | 00 | 00 | D | Design Basis / Narratives | 024-50-1000-00-D | HR | NO | NO | n/a |  | INDIRECT | Active | Concept Design | Instrumentation & Controls Engineering |  |  |  | 100 | 5000 |  | 02450100000D | Summary of Design Basis / Narratives engineering deliverables.
02 | 4 | 4 | 50 | 10 | 10 | 00 | D | I&C Basis of Design <Deliv.> | 024-50-1010-00-D | HR | NO | NO | n/a |  | INDIRECT | Active | Concept Design | Instrumentation & Controls Engineering |  |  |  | 100 | 5000 |  | 02450101000D | Engineering deliverable: I&C Basis of Design <Deliv.>.
02 | 4 | 4 | 50 | 10 | 20 | 00 | D | Controls Philosophy Narrative <Deliv.> | 024-50-1020-00-D | HR | NO | NO | n/a |  | INDIRECT | Active | Concept Design | Instrumentation & Controls Engineering |  |  |  | 100 | 5000 |  | 02450102000D | Engineering deliverable: Controls Philosophy Narrative <Deliv.>.
02 | 4 | 4 | 50 | 10 | 30 | 00 | D | Preliminary Instrument Load Estimates <Deliv.> | 024-50-1030-00-D | HR | NO | NO | n/a |  | INDIRECT | Active | Concept Design | Instrumentation & Controls Engineering |  |  |  | 100 | 5000 |  | 02450103000D | Engineering deliverable: Preliminary Instrument Load Estimates <Deliv.>.
02 | 4 | 4 | 50 | 15 | 00 | 00 | D | Calculations / Studies | 024-50-1500-00-D | LS | NO | NO | n/a |  | INDIRECT | Active | Concept Design | Instrumentation & Controls Engineering |  |  |  | 100 | 5000 |  | 02450150000D | Summary of Calculations / Studies engineering deliverables.
02 | 4 | 4 | 50 | 15 | 10 | 00 | D | Communications / Networking Conceptual Architecture <Deliv.> | 024-50-1510-00-D | HR | NO | NO | n/a |  | INDIRECT | Active | Concept Design | Instrumentation & Controls Engineering |  |  |  | 100 | 5000 |  | 02450151000D | Engineering deliverable: Communications / Networking Conceptual Architecture <Deliv.>.
02 | 4 | 4 | 50 | 15 | 15 | 00 | D | Preliminary Control System Architecture <Deliv.> | 024-50-1515-00-D | HR | NO | NO | n/a |  | INDIRECT | Active | Concept Design | Instrumentation & Controls Engineering |  |  |  | 100 | 5000 |  | 02450151500D | Engineering deliverable: Preliminary Control System Architecture <Deliv.>.
02 | 4 | 4 | 50 | 20 | 00 | 00 | D | Data & Lists | 024-50-2000-00-D | HR | NO | NO | n/a |  | INDIRECT | Active | Concept Design | Instrumentation & Controls Engineering |  |  |  | 100 | 5000 |  | 02450200000D | Summary of Data & Lists engineering deliverables.
02 | 4 | 4 | 50 | 20 | 10 | 00 | D | Instrument Index <Deliv.> | 024-50-2010-00-D | HR | NO | NO | n/a |  | INDIRECT | Active | Concept Design | Instrumentation & Controls Engineering |  |  |  | 100 | 5000 |  | 02450201000D | Engineering deliverable: Instrument Index <Deliv.>.
02 | 4 | 4 | 75 | 00 | 00 | 00 | 0 | Employee Expenses | 024-75-0000-00-0 | LS | NO | NO | n/a |  | INDIRECT | Active | Concept Design | Employee Expenses | [6 empty] | 024750000000 | Cost of Employee Expenses.
02 | 4 | 4 | 95 | 00 | 00 | 00 | O | Supplies (can be reused) | 024-95-0000-00-O | LS | NO | NO | n/a |  | INDIRECT | Active | Concept Design | Supplies (can be reused) |  |  |  |  | 5400 |  | 02495000000O | Cost of Supplies (can be reused).
02 | 4 | 4 | 99 | 00 | 00 | 00 | O | Project Costs | 024-99-0000-00-O | LS | NO | NO | n/a |  | INDIRECT | Active | Concept Design | Project Costs |  |  |  |  | 5400 |  | 02499000000O | Cost of Project Costs.
02 | 4 | 5 | 00 | 00 | 00 | 00 | 0 | Preliminary Design – FEED (Class 4–3) | 025-00-0000-00-0 | HR | YES | YES | n/a |  | INDIRECT | Active | Preliminary Design – FEED (Class 4–3) | Summary |  |  |  | 100 |  |  | 025000000000 | Top-level summary of all Preliminary Design – FEED (Class 4–3) costs.
02 | 5 | 5 | 05 | 00 | 00 | 00 | D | Engineering Management | 025-05-0000-00-D | LS | NO | NO | n/a |  | INDIRECT | Active | Preliminary Design – FEED (Class 4–3) | Engineering Management |  |  |  | 100 | 5000 |  | 02505000000D | Summary of Engineering Management engineering deliverables.
02 | 5 | 5 | 05 | 10 | 00 | 00 | D | Management Deliverables | 025-05-1000-00-D | LS | NO | NO | n/a |  | INDIRECT | Active | Preliminary Design – FEED (Class 4–3) | Engineering Management |  |  |  |  | 5000 |  | 02505100000D | Summary of Management Deliverables engineering deliverables.
02 | 5 | 5 | 05 | 10 | 10 | 00 | D | Responsibility Matrix <Deliv.> | 025-05-1010-00-D | LS | NO | NO | n/a |  | INDIRECT | Active | Preliminary Design – FEED (Class 4–3) | Engineering Management |  |  |  |  | 5000 |  | 02505101000D | Engineering deliverable: Responsibility Matrix <Deliv.>.
02 | 5 | 5 | 05 | 10 | 20 | 00 | D | Organization Chart <Deliv.> | 025-05-1020-00-D | HR | NO | NO | n/a |  | INDIRECT | Active | Preliminary Design – FEED (Class 4–3) | Engineering Management |  |  |  | 100 | 5000 |  | 02505102000D | Engineering deliverable: Organization Chart <Deliv.>.
02 | 5 | 5 | 05 | 12 | 00 | 00 | D | Engineering Deliverables | 025-05-1200-00-D | HR | NO | NO | n/a |  | INDIRECT | Active | Preliminary Design – FEED (Class 4–3) | Engineering Management |  |  |  | 100 | 5000 |  | 02505120000D | Summary of Engineering Deliverables engineering deliverables.
02 | 5 | 5 | 05 | 12 | 10 | 00 | D | Execution Plan <Deliv.> | 025-05-1210-00-D | HR | NO | NO | n/a |  | INDIRECT | Active | Preliminary Design – FEED (Class 4–3) | Engineering Management |  |  |  | 100 | 5000 |  | 02505121000D | Engineering deliverable: Execution Plan <Deliv.>.
02 | 5 | 5 | 05 | 12 | 20 | 00 | D | Design Basis <Deliv.> | 025-05-1220-00-D | HR | NO | NO | n/a |  | INDIRECT | Active | Preliminary Design – FEED (Class 4–3) | Engineering Management |  |  |  | 100 | 5000 |  | 02505122000D | Engineering deliverable: Design Basis <Deliv.>.
02 | 5 | 5 | 05 | 12 | 30 | 00 | D | Project Specifications <Deliv.> | 025-05-1230-00-D | HR | NO | NO | n/a |  | INDIRECT | Active | Preliminary Design – FEED (Class 4–3) | Engineering Management |  |  |  | 100 | 5000 |  | 02505123000D | Engineering deliverable: Project Specifications <Deliv.>.
02 | 5 | 5 | 05 | 12 | 40 | 00 | D | Engineering Deliverables List <Deliv.> | 025-05-1240-00-D | HR | NO | NO | n/a |  | INDIRECT | Active | Preliminary Design – FEED (Class 4–3) | Engineering Management |  |  |  | 100 | 5000 |  | 02505124000D | Engineering deliverable: Engineering Deliverables List <Deliv.>.
02 | 5 | 5 | 05 | 12 | 50 | 00 | D | Engineering Procedures <Deliv.> | 025-05-1250-00-D | HR | NO | NO | n/a |  | INDIRECT | Active | Preliminary Design – FEED (Class 4–3) | Engineering Management |  |  |  | 100 | 5000 |  | 02505125000D | Engineering deliverable: Engineering Procedures <Deliv.>.
02 | 5 | 5 | 05 | 15 | 00 | 00 | D | Document Management | 025-05-1500-00-D | HR | NO | NO | n/a |  | INDIRECT | Active | Preliminary Design – FEED (Class 4–3) | Engineering Management |  |  |  | 100 | 5000 |  | 02505150000D | Summary of Document Management engineering deliverables.
02 | 5 | 5 | 05 | 15 | 10 | 00 | D | Document Control Plan <Deliv.> | 025-05-1510-00-D | HR | NO | NO | n/a |  | INDIRECT | Active | Preliminary Design – FEED (Class 4–3) | Engineering Management |  |  |  | 100 | 5000 |  | 02505151000D | Engineering deliverable: Document Control Plan <Deliv.>.
02 | 5 | 5 | 05 | 15 | 20 | 00 | D | Document Number System | 025-05-1520-00-D | HR | NO | NO | n/a |  | INDIRECT | Active | Preliminary Design – FEED (Class 4–3) | Engineering Management |  |  |  | 100 | 5000 |  | 02505152000D | Engineering deliverable: Document Number System.
02 | 5 | 5 | 05 | 15 | 30 | 00 | D | Master Document Register <Deliv.> | 025-05-1530-00-D | HR | NO | NO | n/a |  | INDIRECT | Active | Preliminary Design – FEED (Class 4–3) | Engineering Management |  |  |  | 100 | 5000 |  | 02505153000D | Engineering deliverable: Master Document Register <Deliv.>.
02 | 5 | 5 | 05 | 15 | 40 | 00 | D | Revision Control Procedure | 025-05-1540-00-D | HR | NO | NO | n/a |  | INDIRECT | Active | Preliminary Design – FEED (Class 4–3) | Engineering Management |  |  |  | 100 | 5000 |  | 02505154000D | Engineering deliverable: Revision Control Procedure.
02 | 5 | 5 | 05 | 15 | 50 | 00 | D | Turnover Package Structure <Deliv.> | 025-05-1550-00-D | HR | NO | NO | n/a |  | INDIRECT | Active | Preliminary Design – FEED (Class 4–3) | Engineering Management |  |  |  | 100 | 5000 |  | 02505155000D | Engineering deliverable: Turnover Package Structure <Deliv.>.
02 | 5 | 5 | 05 | 18 | 00 | 00 | D | 3D Model / Digital Engineering | 025-05-1800-00-D | HR | NO | NO | n/a |  | INDIRECT | Active | Preliminary Design – FEED (Class 4–3) | Engineering Management |  |  |  |  | 5000 |  | 02505180000D | Summary of 3D Model / Digital Engineering engineering deliverables.
02 | 5 | 5 | 05 | 18 | 10 | 00 | D | 3D Model Execution Plan <Deliv.> | 025-05-1810-00-D | LS | NO | NO | n/a |  | INDIRECT | Active | Preliminary Design – FEED (Class 4–3) | Engineering Management |  |  |  |  | 5000 |  | 02505181000D | Engineering deliverable: 3D Model Execution Plan <Deliv.>.
02 | 5 | 5 | 05 | 18 | 20 | 00 | D | Model Progression Requirements <Deliv.> | 025-05-1820-00-D | LS | NO | NO | n/a |  | INDIRECT | Active | Preliminary Design – FEED (Class 4–3) | Engineering Management |  |  |  |  | 5000 |  | 02505182000D | Engineering deliverable: Model Progression Requirements <Deliv.>.
02 | 5 | 5 | 05 | 18 | 30 | 00 | D | Model Review Agenda & Checklist | 025-05-1830-00-D | HR | NO | NO | n/a |  | INDIRECT | Active | Preliminary Design – FEED (Class 4–3) | Engineering Management |  |  |  |  | 5000 |  | 02505183000D | Engineering deliverable: Model Review Agenda & Checklist.
02 | 5 | 5 | 05 | 18 | 40 | 00 | D | Access Controls & Data Management Guidelines <Deliv.> | 025-05-1840-00-D | LS | NO | NO | n/a |  | INDIRECT | Active | Preliminary Design – FEED (Class 4–3) | Engineering Management |  |  |  |  | 5000 |  | 02505184000D | Engineering deliverable: Access Controls & Data Management Guidelines <Deliv.>.
02 | 5 | 5 | 05 | 20 | 00 | 00 | D | Multidisciplinary Engineering Coordination | 025-05-2000-00-D | HR | NO | NO | n/a |  | INDIRECT | Active | Preliminary Design – FEED (Class 4–3) | Engineering Management |  |  |  | 100 | 5000 |  | 02505200000D | Summary of Multidisciplinary Engineering Coordination engineering deliverables.
02 | 5 | 5 | 05 | 20 | 10 | 00 | D | Coordination Plan | 025-05-2010-00-D | HR | NO | NO | n/a |  | INDIRECT | Active | Preliminary Design – FEED (Class 4–3) | Engineering Management |  |  |  | 100 | 5000 |  | 02505201000D | Engineering deliverable: Coordination Plan.
02 | 5 | 5 | 05 | 20 | 20 | 00 | D | Action Tracking Register | 025-05-2020-00-D | HR | NO | NO | n/a |  | INDIRECT | Active | Preliminary Design – FEED (Class 4–3) | Engineering Management |  |  |  | 100 | 5000 |  | 02505202000D | Engineering deliverable: Action Tracking Register.
02 | 5 | 5 | 05 | 30 | 00 | 00 | D | EPC Planning | 025-05-3000-00-D | HR | NO | NO | n/a |  | INDIRECT | Active | Preliminary Design – FEED (Class 4–3) | Engineering Management |  |  |  |  | 5000 |  | 02505300000D | Summary of EPC Planning engineering deliverables.
02 | 5 | 5 | 05 | 30 | 10 | 00 | D | Construction Work Package Input Files <Deliv.> | 025-05-3010-00-D | LS | NO | NO | n/a |  | INDIRECT | Active | Preliminary Design – FEED (Class 4–3) | Engineering Management |  |  |  |  | 5000 |  | 02505301000D | Engineering deliverable: Construction Work Package Input Files <Deliv.>.
02 | 5 | 5 | 05 | 30 | 20 | 00 | D | Engineering Requirements for Installation Work Packages <Deliv.> | 025-05-3020-00-D | LS | NO | NO | n/a |  | INDIRECT | Active | Preliminary Design – FEED (Class 4–3) | Engineering Management |  |  |  |  | 5000 |  | 02505302000D | Engineering deliverable: Engineering Requirements for Installation Work Packages <Deliv.>.
02 | 5 | 5 | 05 | 35 | 00 | 00 | D | Interface Management | 025-05-3500-00-D | HR | NO | NO | n/a |  | INDIRECT | Active | Preliminary Design – FEED (Class 4–3) | Engineering Management |  |  |  | 100 | 5000 |  | 02505350000D | Summary of Interface Management engineering deliverables.
02 | 5 | 5 | 05 | 35 | 10 | 00 | D | Interface Management Plan <Deliv.> | 025-05-3510-00-D | HR | NO | NO | n/a |  | INDIRECT | Active | Preliminary Design – FEED (Class 4–3) | Engineering Management |  |  |  | 100 | 5000 |  | 02505351000D | Engineering deliverable: Interface Management Plan <Deliv.>.
02 | 5 | 5 | 05 | 35 | 20 | 00 | D | Battery Limits Definitions <Deliv.> | 025-05-3520-00-D | HR | NO | NO | n/a |  | INDIRECT | Active | Preliminary Design – FEED (Class 4–3) | Engineering Management |  |  |  | 100 | 5000 |  | 02505352000D | Engineering deliverable: Battery Limits Definitions <Deliv.>.
02 | 5 | 5 | 05 | 35 | 30 | 00 | D | External Stakeholder Interface <Deliv.> | 025-05-3530-00-D | HR | NO | NO | n/a |  | INDIRECT | Active | Preliminary Design – FEED (Class 4–3) | Engineering Management |  |  |  | 100 | 5000 |  | 02505353000D | Engineering deliverable: External Stakeholder Interface <Deliv.>.
02 | 5 | 5 | 05 | 45 | 00 | 00 | D | Procurement Plan | 025-05-4500-00-D | HR | NO | NO | n/a |  | INDIRECT | Active | Preliminary Design – FEED (Class 4–3) | Engineering Management |  |  |  | 100 | 5000 |  | 02505450000D | Summary of Procurement Plan engineering deliverables.
02 | 5 | 5 | 05 | 45 | 10 | 00 | D | Procurement Plan <Deliv.> | 025-05-4510-00-D | HR | NO | NO | n/a |  | INDIRECT | Active | Preliminary Design – FEED (Class 4–3) | Engineering Management |  |  |  | 100 | 5000 |  | 02505451000D | Engineering deliverable: Procurement Plan <Deliv.>.
02 | 5 | 5 | 05 | 45 | 15 | 00 | D | Long Lead Equipment List <Deliv.> | 025-05-4515-00-D | HR | NO | NO | n/a |  | INDIRECT | Active | Preliminary Design – FEED (Class 4–3) | Engineering Management |  |  |  | 100 | 5000 |  | 02505451500D | Engineering deliverable: Long Lead Equipment List <Deliv.>.
02 | 5 | 5 | 05 | 45 | 20 | 00 | D | Long Lead Equipment Procurement Strategy <Deliv.> | 025-05-4520-00-D | HR | NO | NO | n/a |  | INDIRECT | Active | Preliminary Design – FEED (Class 4–3) | Engineering Management |  |  |  | 100 | 5000 |  | 02505452000D | Engineering deliverable: Long Lead Equipment Procurement Strategy <Deliv.>.
02 | 5 | 5 | 05 | 45 | 25 | 00 | D | Preliminary Vendor Data Requirements List | 025-05-4525-00-D | HR | NO | NO | n/a |  | INDIRECT | Active | Preliminary Design – FEED (Class 4–3) | Engineering Management |  |  |  | 100 | 5000 |  | 02505452500D | Engineering deliverable: Preliminary Vendor Data Requirements List.
02 | 5 | 5 | 05 | 45 | 30 | 00 | D | Prequalification Requirements <Deliv.> | 025-05-4530-00-D | HR | NO | NO | n/a |  | INDIRECT | Active | Preliminary Design – FEED (Class 4–3) | Engineering Management |  |  |  | 100 | 5000 |  | 02505453000D | Engineering deliverable: Prequalification Requirements <Deliv.>.
02 | 5 | 5 | 05 | 45 | 35 | 00 | D | Vendor Technical Clarifications <Deliv.> | 025-05-4535-00-D | HR | NO | NO | n/a |  | INDIRECT | Active | Preliminary Design – FEED (Class 4–3) | Engineering Management |  |  |  | 100 | 5000 |  | 02505453500D | Engineering deliverable: Vendor Technical Clarifications <Deliv.>.
02 | 5 | 5 | 05 | 45 | 40 | 00 | D | Market Sounding Reports <Deliv.> | 025-05-4540-00-D | LS | NO | NO | n/a |  | INDIRECT | Active | Preliminary Design – FEED (Class 4–3) | Engineering Management |  |  |  | 100 | 5000 |  | 02505454000D | Engineering deliverable: Market Sounding Reports <Deliv.>.
02 | 5 | 5 | 05 | 45 | 45 | 00 | D | Procurement & Contracting Strategy <Deliv.> | 025-05-4545-00-D | HR | NO | NO | n/a |  | INDIRECT | Active | Preliminary Design – FEED (Class 4–3) | Engineering Management |  |  |  | 100 | 5000 |  | 02505454500D | Engineering deliverable: Procurement & Contracting Strategy <Deliv.>.
02 | 5 | 5 | 05 | 50 | 00 | 00 | D | Quality | 025-05-5000-00-D | HR | NO | NO | n/a |  | INDIRECT | Active | Preliminary Design – FEED (Class 4–3) | Engineering Management |  |  |  | 100 | 5000 |  | 02505500000D | Summary of Quality engineering deliverables.
02 | 5 | 5 | 05 | 50 | 10 | 00 | D | Design Quality Plans <Deliv.> | 025-05-5010-00-D | HR | NO | NO | n/a |  | INDIRECT | Active | Preliminary Design – FEED (Class 4–3) | Engineering Management |  |  |  | 100 | 5000 |  | 02505501000D | Engineering deliverable: Design Quality Plans <Deliv.>.
02 | 5 | 5 | 05 | 55 | 00 | 00 | D | Technical Governance, Assurance & Compliance | 025-05-5500-00-D | HR | NO | NO | n/a |  | INDIRECT | Active | Preliminary Design – FEED (Class 4–3) | Engineering Management |  |  |  |  | 5000 |  | 02505550000D | Summary of Technical Governance, Assurance & Compliance engineering deliverables.
02 | 5 | 5 | 05 | 55 | 10 | 00 | D | Preliminary Technical Assurance Plan <Deliv.> | 025-05-5510-00-D | LS | NO | NO | n/a |  | INDIRECT | Active | Preliminary Design – FEED (Class 4–3) | Engineering Management |  |  |  |  | 5000 |  | 02505551000D | Engineering deliverable: Preliminary Technical Assurance Plan <Deliv.>.
02 | 5 | 5 | 05 | 60 | 00 | 00 | D | Project Controls | 025-05-6000-00-D | HR | NO | NO | n/a |  | INDIRECT | Active | Preliminary Design – FEED (Class 4–3) | Engineering Management |  |  |  | 100 | 5000 |  | 02505600000D | Summary of Project Controls engineering deliverables.
02 | 5 | 5 | 05 | 60 | 10 | 00 | D | Cost Management | 025-05-6010-00-D | HR | NO | NO | n/a |  | INDIRECT | Active | Preliminary Design – FEED (Class 4–3) | Engineering Management |  |  |  | 100 | 5000 |  | 02505601000D | Summary of Cost Management engineering deliverables.
02 | 5 | 5 | 05 | 60 | 10 | 10 | D | Cost Estimate <Deliv.> | 025-05-6010-10-D | HR | NO | NO | n/a |  | INDIRECT | Active | Preliminary Design – FEED (Class 4–3) | Engineering Management |  |  |  | 100 | 5000 |  | 02505601010D | Engineering deliverable: Cost Estimate <Deliv.>.
02 | 5 | 5 | 05 | 60 | 10 | 20 | D | Estimate Basis <Deliv.> | 025-05-6010-20-D | LS | NO | NO | n/a |  | INDIRECT | Active | Preliminary Design – FEED (Class 4–3) | Engineering Management |  |  |  |  | 5000 |  | 02505601020D | Engineering deliverable: Estimate Basis <Deliv.>.
02 | 5 | 5 | 05 | 60 | 10 | 30 | D | Cost Breakdown Structure | 025-05-6010-30-D | HR | NO | NO | n/a |  | INDIRECT | Active | Preliminary Design – FEED (Class 4–3) | Engineering Management |  |  |  | 100 | 5000 |  | 02505601030D | Engineering deliverable: Cost Breakdown Structure.
02 | 5 | 5 | 05 | 60 | 10 | 40 | D | Control Budget / Baseline <Deliv.> | 025-05-6010-40-D | HR | NO | NO | n/a |  | INDIRECT | Active | Preliminary Design – FEED (Class 4–3) | Engineering Management |  |  |  | 100 | 5000 |  | 02505601040D | Engineering deliverable: Control Budget / Baseline <Deliv.>.
02 | 5 | 5 | 05 | 60 | 10 | 50 | D | Spend Profiles & Cash Flow <Deliv.> | 025-05-6010-50-D | HR | NO | NO | n/a |  | INDIRECT | Active | Preliminary Design – FEED (Class 4–3) | Engineering Management |  |  |  | 100 | 5000 |  | 02505601050D | Engineering deliverable: Spend Profiles & Cash Flow <Deliv.>.
02 | 5 | 5 | 05 | 60 | 12 | 00 | D | Change Management | 025-05-6012-00-D | HR | NO | NO | n/a |  | INDIRECT | Active | Preliminary Design – FEED (Class 4–3) | Engineering Management |  |  |  | 100 | 5000 |  | 02505601200D | Summary of Change Management engineering deliverables.
02 | 5 | 5 | 05 | 60 | 12 | 10 | D | Change Management Procedure <Deliv.> | 025-05-6012-10-D | HR | NO | NO | n/a |  | INDIRECT | Active | Preliminary Design – FEED (Class 4–3) | Engineering Management |  |  |  | 100 | 5000 |  | 02505601210D | Engineering deliverable: Change Management Procedure <Deliv.>.
02 | 5 | 5 | 05 | 60 | 12 | 20 | D | Change / Trend Register <Deliv.> | 025-05-6012-20-D | HR | NO | NO | n/a |  | INDIRECT | Active | Preliminary Design – FEED (Class 4–3) | Engineering Management |  |  |  | 100 | 5000 |  | 02505601220D | Engineering deliverable: Change / Trend Register <Deliv.>.
02 | 5 | 5 | 05 | 60 | 15 | 00 | D | Contracting & Procurement Controls | 025-05-6015-00-D | HR | NO | NO | n/a |  | INDIRECT | Active | Preliminary Design – FEED (Class 4–3) | Engineering Management |  |  |  | 100 | 5000 |  | 02505601500D | Summary of Contracting & Procurement Controls engineering deliverables.
02 | 5 | 5 | 05 | 60 | 15 | 20 | D | Vendor Schedule <Deliv.> | 025-05-6015-20-D | HR | NO | NO | n/a |  | INDIRECT | Active | Preliminary Design – FEED (Class 4–3) | Engineering Management |  |  |  | 100 | 5000 |  | 02505601520D | Engineering deliverable: Vendor Schedule <Deliv.>.
02 | 5 | 5 | 05 | 60 | 15 | 30 | D | Vendor Cost Reporting <Deliv.> | 025-05-6015-30-D | HR | NO | NO | n/a |  | INDIRECT | Active | Preliminary Design – FEED (Class 4–3) | Engineering Management |  |  |  | 100 | 5000 |  | 02505601530D | Engineering deliverable: Vendor Cost Reporting <Deliv.>.
02 | 5 | 5 | 05 | 60 | 15 | 40 | D | Vendor Cash Flow <Deliv.> | 025-05-6015-40-D | HR | NO | NO | n/a |  | INDIRECT | Active | Preliminary Design – FEED (Class 4–3) | Engineering Management |  |  |  | 100 | 5000 |  | 02505601540D | Engineering deliverable: Vendor Cash Flow <Deliv.>.
02 | 5 | 5 | 05 | 60 | 15 | 50 | D | Vendor Monthly Reporting <Deliv.> | 025-05-6015-50-D | HR | NO | NO | n/a |  | INDIRECT | Active | Preliminary Design – FEED (Class 4–3) | Engineering Management |  |  |  | 100 | 5000 |  | 02505601550D | Engineering deliverable: Vendor Monthly Reporting <Deliv.>.
02 | 5 | 5 | 05 | 60 | 20 | 00 | D | Planning & Scheduling | 025-05-6020-00-D | HR | NO | NO | n/a |  | INDIRECT | Active | Preliminary Design – FEED (Class 4–3) | Engineering Management |  |  |  | 100 | 5000 |  | 02505602000D | Summary of Planning & Scheduling engineering deliverables.
02 | 5 | 5 | 05 | 60 | 20 | 10 | D | Project Schedule <Deliv.> | 025-05-6020-10-D | HR | NO | NO | n/a |  | INDIRECT | Active | Preliminary Design – FEED (Class 4–3) | Engineering Management |  |  |  | 100 | 5000 |  | 02505602010D | Engineering deliverable: Project Schedule <Deliv.>.
02 | 5 | 5 | 05 | 60 | 20 | 20 | D | Engineering Schedule <Deliv.> | 025-05-6020-20-D | HR | NO | NO | n/a |  | INDIRECT | Active | Preliminary Design – FEED (Class 4–3) | Engineering Management |  |  |  | 100 | 5000 |  | 02505602020D | Engineering deliverable: Engineering Schedule <Deliv.>.
02 | 5 | 5 | 05 | 60 | 20 | 30 | D | Schedule Basis <Deliv.> | 025-05-6020-30-D | HR | NO | NO | n/a |  | INDIRECT | Active | Preliminary Design – FEED (Class 4–3) | Engineering Management |  |  |  | 100 | 5000 |  | 02505602030D | Engineering deliverable: Schedule Basis <Deliv.>.
02 | 5 | 5 | 05 | 60 | 20 | 40 | D | Critical Path & Schedule Risk Assessments <Deliv.> | 025-05-6020-40-D | HR | NO | NO | n/a |  | INDIRECT | Active | Preliminary Design – FEED (Class 4–3) | Engineering Management |  |  |  | 100 | 5000 |  | 02505602040D | Engineering deliverable: Critical Path & Schedule Risk Assessments <Deliv.>.
02 | 5 | 5 | 05 | 60 | 25 | 00 | D | Progress & Performance | 025-05-6025-00-D | HR | NO | NO | n/a |  | INDIRECT | Active | Preliminary Design – FEED (Class 4–3) | Engineering Management |  |  |  | 100 | 5000 |  | 02505602500D | Summary of Progress & Performance engineering deliverables.
02 | 5 | 5 | 05 | 60 | 25 | 10 | D | Progress & Measurement Procedure <Deliv.> | 025-05-6025-10-D | HR | NO | NO | n/a |  | INDIRECT | Active | Preliminary Design – FEED (Class 4–3) | Engineering Management |  |  |  | 100 | 5000 |  | 02505602510D | Engineering deliverable: Progress & Measurement Procedure <Deliv.>.
02 | 5 | 5 | 05 | 60 | 25 | 20 | D | Rules of Credit <Deliv.> | 025-05-6025-20-D | HR | NO | NO | n/a |  | INDIRECT | Active | Preliminary Design – FEED (Class 4–3) | Engineering Management |  |  |  | 100 | 5000 |  | 02505602520D | Engineering deliverable: Rules of Credit <Deliv.>.
02 | 5 | 5 | 05 | 60 | 25 | 30 | D | Progress Curves / S-curves <Deliv.> | 025-05-6025-30-D | HR | NO | NO | n/a |  | INDIRECT | Active | Preliminary Design – FEED (Class 4–3) | Engineering Management |  |  |  | 100 | 5000 |  | 02505602530D | Engineering deliverable: Progress Curves / S-curves <Deliv.>.
02 | 5 | 5 | 05 | 60 | 30 | 00 | D | Reporting & Dashboards | 025-05-6030-00-D | HR | NO | NO | n/a |  | INDIRECT | Active | Preliminary Design – FEED (Class 4–3) | Engineering Management |  |  |  |  | 5000 |  | 02505603000D | Summary of Reporting & Dashboards engineering deliverables.
02 | 5 | 5 | 05 | 60 | 30 | 10 | D | Monthly Progress Reports <Deliv.> | 025-05-6030-10-D | LS | NO | NO | n/a |  | INDIRECT | Active | Preliminary Design – FEED (Class 4–3) | Engineering Management |  |  |  |  | 5000 |  | 02505603010D | Engineering deliverable: Monthly Progress Reports <Deliv.>.
02 | 5 | 5 | 05 | 60 | 30 | 20 | D | KPIs <Deliv.> | 025-05-6030-20-D | LS | NO | NO | n/a |  | INDIRECT | Active | Preliminary Design – FEED (Class 4–3) | Engineering Management |  |  |  |  | 5000 |  | 02505603020D | Engineering deliverable: KPIs <Deliv.>.
02 | 5 | 5 | 05 | 60 | 30 | 30 | D | Dashboards <Deliv.> | 025-05-6030-30-D | LS | NO | NO | n/a |  | INDIRECT | Active | Preliminary Design – FEED (Class 4–3) | Engineering Management |  |  |  |  | 5000 |  | 02505603030D | Engineering deliverable: Dashboards <Deliv.>.
02 | 5 | 5 | 05 | 60 | 35 | 00 | D | Risk Management | 025-05-6035-00-D | HR | NO | NO | n/a |  | INDIRECT | Active | Preliminary Design – FEED (Class 4–3) | Engineering Management |  |  |  | 100 | 5000 |  | 02505603500D | Summary of Risk Management engineering deliverables.
02 | 5 | 5 | 05 | 60 | 35 | 10 | D | Risk Management Plan <Deliv.> | 025-05-6035-10-D | HR | NO | NO | n/a |  | INDIRECT | Active | Preliminary Design – FEED (Class 4–3) | Engineering Management |  |  |  | 100 | 5000 |  | 02505603510D | Engineering deliverable: Risk Management Plan <Deliv.>.
02 | 5 | 5 | 05 | 60 | 35 | 20 | D | Risk Register <Deliv.> | 025-05-6035-20-D | HR | NO | NO | n/a |  | INDIRECT | Active | Preliminary Design – FEED (Class 4–3) | Engineering Management |  |  |  | 100 | 5000 |  | 02505603520D | Engineering deliverable: Risk Register <Deliv.>.
02 | 5 | 5 | 05 | 60 | 35 | 30 | D | Value Engineering Study Report <Deliv.> | 025-05-6035-30-D | HR | NO | NO | n/a |  | INDIRECT | Active | Preliminary Design – FEED (Class 4–3) | Engineering Management |  |  |  | 100 | 5000 |  | 02505603530D | Engineering deliverable: Value Engineering Study Report <Deliv.>.
02 | 5 | 5 | 10 | 00 | 00 | 00 | D | Process Engineering | 025-10-0000-00-D | HR | NO | NO | n/a |  | INDIRECT | Active | Preliminary Design – FEED (Class 4–3) | Process Engineering |  |  |  | 100 | 5000 |  | 02510000000D | Summary of Process Engineering engineering deliverables.
02 | 5 | 5 | 10 | 10 | 00 | 00 | D | Design Basis / Narratives | 025-10-1000-00-D | HR | NO | NO | n/a |  | INDIRECT | Active | Preliminary Design – FEED (Class 4–3) | Process Engineering |  |  |  | 100 | 5000 |  | 02510100000D | Summary of Design Basis / Narratives engineering deliverables.
02 | 5 | 5 | 10 | 10 | 10 | 00 | D | Process Basis of Design <Deliv.> | 025-10-1010-00-D | HR | NO | NO | n/a |  | INDIRECT | Active | Preliminary Design – FEED (Class 4–3) | Process Engineering |  |  |  | 100 | 5000 |  | 02510101000D | Engineering deliverable: Process Basis of Design <Deliv.>.
02 | 5 | 5 | 10 | 10 | 15 | 00 | D | Process Narratives / Control Narratives <Deliv.> | 025-10-1015-00-D | HR | NO | NO | n/a |  | INDIRECT | Active | Preliminary Design – FEED (Class 4–3) | Process Engineering |  |  |  | 100 | 5000 |  | 02510101500D | Engineering deliverable: Process Narratives / Control Narratives <Deliv.>.
02 | 5 | 5 | 10 | 15 | 00 | 00 | D | Calculations / Studies | 025-10-1500-00-D | LS | NO | NO | n/a |  | INDIRECT | Active | Preliminary Design – FEED (Class 4–3) | Process Engineering |  |  |  |  | 5000 |  | 02510150000D | Summary of Calculations / Studies engineering deliverables.
02 | 5 | 5 | 10 | 15 | 10 | 00 | D | Heat & Material Balances <Deliv.> | 025-10-1510-00-D | HR | NO | NO | n/a |  | INDIRECT | Active | Preliminary Design – FEED (Class 4–3) | Process Engineering |  |  |  | 100 | 5000 |  | 02510151000D | Engineering deliverable: Heat & Material Balances <Deliv.>.
02 | 5 | 5 | 10 | 15 | 20 | 00 | D | Utility Balances <Deliv.> | 025-10-1520-00-D | HR | NO | NO | n/a |  | INDIRECT | Active | Preliminary Design – FEED (Class 4–3) | Process Engineering |  |  |  | 100 | 5000 |  | 02510152000D | Engineering deliverable: Utility Balances <Deliv.>.
02 | 5 | 5 | 10 | 15 | 30 | 00 | D | Relief Load Calculations <Deliv.> | 025-10-1530-00-D | HR | NO | NO | n/a |  | INDIRECT | Active | Preliminary Design – FEED (Class 4–3) | Process Engineering |  |  |  | 100 | 5000 |  | 02510153000D | Engineering deliverable: Relief Load Calculations <Deliv.>.
02 | 5 | 5 | 10 | 15 | 40 | 00 | D | Process Simulation Files <Deliv.> | 025-10-1540-00-D | HR | NO | NO | n/a |  | INDIRECT | Active | Preliminary Design – FEED (Class 4–3) | Process Engineering |  |  |  | 100 | 5000 |  | 02510154000D | Engineering deliverable: Process Simulation Files <Deliv.>.
02 | 5 | 5 | 10 | 15 | 50 | 00 | D | Equipment Sizing <Deliv.> | 025-10-1550-00-D | HR | NO | NO | n/a |  | INDIRECT | Active | Preliminary Design – FEED (Class 4–3) | Process Engineering |  |  |  | 100 | 5000 |  | 02510155000D | Engineering deliverable: Equipment Sizing <Deliv.>.
02 | 5 | 5 | 10 | 20 | 00 | 00 | D | Data & Lists | 025-10-2000-00-D | HR | NO | NO | n/a |  | INDIRECT | Active | Preliminary Design – FEED (Class 4–3) | Process Engineering |  |  |  | 100 | 5000 |  | 02510200000D | Summary of Data & Lists engineering deliverables.
02 | 5 | 5 | 10 | 20 | 05 | 00 | D | Line List <Deliv.> | 025-10-2005-00-D | EA | NO | NO | n/a |  | INDIRECT | Active | Preliminary Design – FEED (Class 4–3) | Process Engineering |  |  |  |  | 5000 |  | 02510200500D | Engineering deliverable: Line List <Deliv.>.
02 | 5 | 5 | 10 | 20 | 15 | 00 | D | Equipment Process Datasheets <Deliv.> | 025-10-2015-00-D | HR | NO | NO | n/a |  | INDIRECT | Active | Preliminary Design – FEED (Class 4–3) | Process Engineering |  |  |  | 100 | 5000 |  | 02510201500D | Engineering deliverable: Equipment Process Datasheets <Deliv.>.
02 | 5 | 5 | 10 | 20 | 20 | 00 | D | Instrument Process Datasheets <Deliv.> | 025-10-2020-00-D | HR | NO | NO | n/a |  | INDIRECT | Active | Preliminary Design – FEED (Class 4–3) | Process Engineering |  |  |  | 100 | 5000 |  | 02510202000D | Engineering deliverable: Instrument Process Datasheets <Deliv.>.
02 | 5 | 5 | 10 | 30 | 00 | 00 | D | Drawings / MTOs | 025-10-3000-00-D | HR | NO | NO | n/a |  | INDIRECT | Active | Preliminary Design – FEED (Class 4–3) | Process Engineering |  |  |  | 100 | 5000 |  | 02510300000D | Summary of Drawings / MTOs engineering deliverables.
02 | 5 | 5 | 10 | 30 | 10 | 00 | D | Process Flow Diagrams (PFDs) <Deliv.> | 025-10-3010-00-D | HR | NO | NO | n/a |  | INDIRECT | Active | Preliminary Design – FEED (Class 4–3) | Process Engineering |  |  |  | 100 | 5000 |  | 02510301000D | Engineering deliverable: Process Flow Diagrams (PFDs) <Deliv.>.
02 | 5 | 5 | 10 | 30 | 20 | 00 | D | Piping & Instrumentation Diagrams (P&IDs) <Deliv.> | 025-10-3020-00-D | HR | NO | NO | n/a |  | INDIRECT | Active | Preliminary Design – FEED (Class 4–3) | Process Engineering |  |  |  | 100 | 5000 |  | 02510302000D | Engineering deliverable: Piping & Instrumentation Diagrams (P&IDs) <Deliv.>.
02 | 5 | 5 | 10 | 30 | 40 | 00 | D | Process Data Sheets <Deliv.> | 025-10-3040-00-D | HR | NO | NO | n/a |  | INDIRECT | Active | Preliminary Design – FEED (Class 4–3) | Process Engineering |  |  |  | 100 | 5000 |  | 02510304000D | Engineering deliverable: Process Data Sheets <Deliv.>.
02 | 5 | 5 | 15 | 00 | 00 | 00 | D | Safety / Loss Prevention Engineering | 025-15-0000-00-D | LS | NO | NO | n/a |  | INDIRECT | Active | Preliminary Design – FEED (Class 4–3) | Safety / Loss Prevention Engineering |  |  |  | 100 | 5000 |  | 02515000000D | Summary of Safety / Loss Prevention Engineering engineering deliverables.
02 | 5 | 5 | 15 | 10 | 00 | 00 | D | Design Basis / Narratives | 025-15-1000-00-D | HR | NO | NO | n/a |  | INDIRECT | Active | Preliminary Design – FEED (Class 4–3) | Safety / Loss Prevention Engineering |  |  |  | 100 | 5000 |  | 02515100000D | Summary of Design Basis / Narratives engineering deliverables.
02 | 5 | 5 | 15 | 10 | 10 | 00 | D | Safety Basis of Design <Deliv.> | 025-15-1010-00-D | HR | NO | NO | n/a |  | INDIRECT | Active | Preliminary Design – FEED (Class 4–3) | Safety / Loss Prevention Engineering |  |  |  | 100 | 5000 |  | 02515101000D | Engineering deliverable: Safety Basis of Design <Deliv.>.
02 | 5 | 5 | 15 | 10 | 15 | 00 | D | HAZID & HAZOP Reports <Deliv.> | 025-15-1015-00-D | HR | NO | NO | n/a |  | INDIRECT | Active | Preliminary Design – FEED (Class 4–3) | Safety / Loss Prevention Engineering |  |  |  | 100 | 5000 |  | 02515101500D | Engineering deliverable: HAZID & HAZOP Reports <Deliv.>.
02 | 5 | 5 | 15 | 10 | 35 | 00 | D | Safety-in-Design Strategy <Deliv.> | 025-15-1035-00-D | HR | NO | NO | n/a |  | INDIRECT | Active | Preliminary Design – FEED (Class 4–3) | Safety / Loss Prevention Engineering |  |  |  | 100 | 5000 |  | 02515103500D | Engineering deliverable: Safety-in-Design Strategy <Deliv.>.
02 | 5 | 5 | 15 | 10 | 50 | 00 | D | Process Safeguarding Philosophy <Deliv.> | 025-15-1050-00-D | LS | NO | NO | n/a |  | INDIRECT | Active | Preliminary Design – FEED (Class 4–3) | Safety / Loss Prevention Engineering |  |  |  |  | 5000 |  | 02515105000D | Engineering deliverable: Process Safeguarding Philosophy <Deliv.>.
02 | 5 | 5 | 15 | 15 | 00 | 00 | D | Calculations / Studies | 025-15-1500-00-D | LS | NO | NO | n/a |  | INDIRECT | Active | Preliminary Design – FEED (Class 4–3) | Safety / Loss Prevention Engineering |  |  |  |  | 5000 |  | 02515150000D | Summary of Calculations / Studies engineering deliverables.
02 | 5 | 5 | 15 | 15 | 10 | 00 | D | Firewater Demand Calculations <Deliv.> | 025-15-1510-00-D | HR | NO | NO | n/a |  | INDIRECT | Active | Preliminary Design – FEED (Class 4–3) | Safety / Loss Prevention Engineering |  |  |  | 100 | 5000 |  | 02515151000D | Engineering deliverable: Firewater Demand Calculations <Deliv.>.
02 | 5 | 5 | 15 | 15 | 15 | 00 | D | Preliminary Hazardous Area Classification <Deliv.> | 025-15-1515-00-D | LS | NO | NO | n/a |  | INDIRECT | Active | Preliminary Design – FEED (Class 4–3) | Safety / Loss Prevention Engineering |  |  |  |  | 5000 |  | 02515151500D | Engineering deliverable: Preliminary Hazardous Area Classification <Deliv.>.
02 | 5 | 5 | 15 | 15 | 35 | 00 | D | Egress & Life-Safety Strategy <Deliv.> | 025-15-1535-00-D | HR | NO | NO | n/a |  | INDIRECT | Active | Preliminary Design – FEED (Class 4–3) | Safety / Loss Prevention Engineering |  |  |  | 100 | 5000 |  | 02515153500D | Engineering deliverable: Egress & Life-Safety Strategy <Deliv.>.
02 | 5 | 5 | 15 | 15 | 45 | 00 | D | HAZID / What-If / Pre-HAZOP Scoping <Deliv.> | 025-15-1545-00-D | HR | NO | NO | n/a |  | INDIRECT | Active | Preliminary Design – FEED (Class 4–3) | Safety / Loss Prevention Engineering |  |  |  | 100 | 5000 |  | 02515154500D | Engineering deliverable: HAZID / What-If / Pre-HAZOP Scoping <Deliv.>.
02 | 5 | 5 | 15 | 30 | 00 | 00 | D | Drawings / MTOs | 025-15-3000-00-D | HR | NO | NO | n/a |  | INDIRECT | Active | Preliminary Design – FEED (Class 4–3) | Safety / Loss Prevention Engineering |  |  |  | 100 | 5000 |  | 02515300000D | Summary of Drawings / MTOs engineering deliverables.
02 | 5 | 5 | 15 | 30 | 20 | 00 | D | Firewater & Safety System P&IDs <Deliv.> | 025-15-3020-00-D | LS | NO | NO | n/a |  | INDIRECT | Active | Preliminary Design – FEED (Class 4–3) | Safety / Loss Prevention Engineering |  |  |  | 100 | 5000 |  | 02515302000D | Engineering deliverable: Firewater & Safety System P&IDs <Deliv.>.
02 | 5 | 5 | 15 | 30 | 30 | 00 | D | Fire & Gas Detection Layouts <Deliv.> | 025-15-3030-00-D | HR | NO | NO | n/a |  | INDIRECT | Active | Preliminary Design – FEED (Class 4–3) | Safety / Loss Prevention Engineering |  |  |  | 100 | 5000 |  | 02515303000D | Engineering deliverable: Fire & Gas Detection Layouts <Deliv.>.
02 | 5 | 5 | 15 | 30 | 50 | 00 | D | Escape Route & Muster Point Plans <Deliv.> | 025-15-3050-00-D | HR | NO | NO | n/a |  | INDIRECT | Active | Preliminary Design – FEED (Class 4–3) | Safety / Loss Prevention Engineering |  |  |  | 100 | 5000 |  | 02515305000D | Engineering deliverable: Escape Route & Muster Point Plans <Deliv.>.
02 | 5 | 5 | 20 | 00 | 00 | 00 | D | Environmental Engineering | 025-20-0000-00-D | HR | NO | NO | n/a |  | INDIRECT | Active | Preliminary Design – FEED (Class 4–3) | Environmental Engineering |  |  |  | 100 | 5000 |  | 02520000000D | Summary of Environmental Engineering engineering deliverables.
02 | 5 | 5 | 20 | 10 | 00 | 00 | D | Design Basis / Narratives | 025-20-1000-00-D | HR | NO | NO | n/a |  | INDIRECT | Active | Preliminary Design – FEED (Class 4–3) | Environmental Engineering |  |  |  | 100 | 5000 |  | 02520100000D | Summary of Design Basis / Narratives engineering deliverables.
02 | 5 | 5 | 20 | 10 | 10 | 00 | D | Environmental Basis of Design <Deliv.> | 025-20-1010-00-D | HR | NO | NO | n/a |  | INDIRECT | Active | Preliminary Design – FEED (Class 4–3) | Environmental Engineering |  |  |  | 100 | 5000 |  | 02520101000D | Engineering deliverable: Environmental Basis of Design <Deliv.>.
02 | 5 | 5 | 20 | 10 | 15 | 00 | D | Environmental Impact Assessment <Deliv.> | 025-20-1015-00-D | HR | NO | NO | n/a |  | INDIRECT | Active | Preliminary Design – FEED (Class 4–3) | Environmental Engineering |  |  |  | 100 | 5000 |  | 02520101500D | Engineering deliverable: Environmental Impact Assessment <Deliv.>.
02 | 5 | 5 | 20 | 10 | 35 | 00 | D | Regulatory Compliance Matrix <Deliv.> | 025-20-1035-00-D | HR | NO | NO | n/a |  | INDIRECT | Active | Preliminary Design – FEED (Class 4–3) | Environmental Engineering |  |  |  | 100 | 5000 |  | 02520103500D | Engineering deliverable: Regulatory Compliance Matrix <Deliv.>.
02 | 5 | 5 | 20 | 15 | 00 | 00 | D | Calculations / Studies | 025-20-1500-00-D | LS | NO | NO | n/a |  | INDIRECT | Active | Preliminary Design – FEED (Class 4–3) | Environmental Engineering |  |  |  |  | 5000 |  | 02520150000D | Summary of Calculations / Studies engineering deliverables.
02 | 5 | 5 | 20 | 15 | 10 | 00 | D | Waste Management Plans <Deliv.> | 025-20-1510-00-D | HR | NO | NO | n/a |  | INDIRECT | Active | Preliminary Design – FEED (Class 4–3) | Environmental Engineering |  |  |  | 100 | 5000 |  | 02520151000D | Engineering deliverable: Waste Management Plans <Deliv.>.
02 | 5 | 5 | 20 | 15 | 20 | 00 | D | Noise / Air Quality Modeling <Deliv.> | 025-20-1520-00-D | HR | NO | NO | n/a |  | INDIRECT | Active | Preliminary Design – FEED (Class 4–3) | Environmental Engineering |  |  |  | 100 | 5000 |  | 02520152000D | Engineering deliverable: Noise / Air Quality Modeling <Deliv.>.
02 | 5 | 5 | 20 | 15 | 30 | 00 | D | Emissions Estimates <Deliv.> | 025-20-1530-00-D | LS | NO | NO | n/a |  | INDIRECT | Active | Preliminary Design – FEED (Class 4–3) | Environmental Engineering |  |  |  |  | 5000 |  | 02520153000D | Engineering deliverable: Emissions Estimates <Deliv.>.
02 | 5 | 5 | 20 | 30 | 00 | 00 | D | Drawings / MTOs | 025-20-3000-00-D | HR | NO | NO | n/a |  | INDIRECT | Active | Preliminary Design – FEED (Class 4–3) | Environmental Engineering |  |  |  | 100 | 5000 |  | 02520300000D | Summary of Drawings / MTOs engineering deliverables.
02 | 5 | 5 | 20 | 30 | 10 | 00 | D | Permits Register <Deliv.> | 025-20-3010-00-D | HR | NO | NO | n/a |  | INDIRECT | Active | Preliminary Design – FEED (Class 4–3) | Environmental Engineering |  |  |  | 100 | 5000 |  | 02520301000D | Engineering deliverable: Permits Register <Deliv.>.
02 | 5 | 5 | 20 | 30 | 20 | 00 | D | Preliminary Drainage / Environmental Site Plan <Deliv.> | 025-20-3020-00-D | HR | NO | NO | n/a |  | INDIRECT | Active | Preliminary Design – FEED (Class 4–3) | Environmental Engineering |  |  |  | 100 | 5000 |  | 02520302000D | Engineering deliverable: Preliminary Drainage / Environmental Site Plan <Deliv.>.
02 | 5 | 5 | 25 | 00 | 00 | 00 | D | Civil / Structural Engineering | 025-25-0000-00-D | HR | NO | NO | n/a |  | INDIRECT | Active | Preliminary Design – FEED (Class 4–3) | Civil / Structural Engineering |  |  |  | 100 | 5000 |  | 02525000000D | Summary of Civil / Structural Engineering engineering deliverables.
02 | 5 | 5 | 25 | 10 | 00 | 00 | D | Design Basis / Narratives | 025-25-1000-00-D | HR | NO | NO | n/a |  | INDIRECT | Active | Preliminary Design – FEED (Class 4–3) | Civil / Structural Engineering |  |  |  | 100 | 5000 |  | 02525100000D | Summary of Design Basis / Narratives engineering deliverables.
02 | 5 | 5 | 25 | 10 | 10 | 00 | D | Civil / Structural Basis of Design <Deliv.> | 025-25-1010-00-D | HR | NO | NO | n/a |  | INDIRECT | Active | Preliminary Design – FEED (Class 4–3) | Civil / Structural Engineering |  |  |  | 100 | 5000 |  | 02525101000D | Engineering deliverable: Civil / Structural Basis of Design <Deliv.>.
02 | 5 | 5 | 25 | 15 | 00 | 00 | D | Calculations / Studies | 025-25-1500-00-D | LS | NO | NO | n/a |  | INDIRECT | Active | Preliminary Design – FEED (Class 4–3) | Civil / Structural Engineering |  |  |  |  | 5000 |  | 02525150000D | Summary of Calculations / Studies engineering deliverables.
02 | 5 | 5 | 25 | 15 | 10 | 00 | D | Geotechnical Design Inputs <Deliv.> | 025-25-1510-00-D | LS | NO | NO | n/a |  | INDIRECT | Active | Preliminary Design – FEED (Class 4–3) | Civil / Structural Engineering |  |  |  | 100 | 5000 |  | 02525151000D | Engineering deliverable: Geotechnical Design Inputs <Deliv.>.
02 | 5 | 5 | 25 | 15 | 15 | 00 | D | Foundation Layouts & Preliminary Sizing <Deliv.> | 025-25-1515-00-D | HR | NO | NO | n/a |  | INDIRECT | Active | Preliminary Design – FEED (Class 4–3) | Civil / Structural Engineering |  |  |  | 100 | 5000 |  | 02525151500D | Engineering deliverable: Foundation Layouts & Preliminary Sizing <Deliv.>.
02 | 5 | 5 | 25 | 30 | 00 | 00 | D | Drawings / MTOs | 025-25-3000-00-D | HR | NO | NO | n/a |  | INDIRECT | Active | Preliminary Design – FEED (Class 4–3) | Civil / Structural Engineering |  |  |  | 100 | 5000 |  | 02525300000D | Summary of Drawings / MTOs engineering deliverables.
02 | 5 | 5 | 25 | 30 | 10 | 00 | D | Structural Steel General Arrangements <Deliv.> | 025-25-3010-00-D | HR | NO | NO | n/a |  | INDIRECT | Active | Preliminary Design – FEED (Class 4–3) | Civil / Structural Engineering |  |  |  | 100 | 5000 |  | 02525301000D | Engineering deliverable: Structural Steel General Arrangements <Deliv.>.
02 | 5 | 5 | 25 | 30 | 15 | 00 | D | Site Grading Plans <Deliv.> | 025-25-3015-00-D | HR | NO | NO | n/a |  | INDIRECT | Active | Preliminary Design – FEED (Class 4–3) | Civil / Structural Engineering |  |  |  | 100 | 5000 |  | 02525301500D | Engineering deliverable: Site Grading Plans <Deliv.>.
02 | 5 | 5 | 25 | 30 | 20 | 00 | D | U/G Services Layout <Deliv.> | 025-25-3020-00-D | HR | NO | NO | n/a |  | INDIRECT | Active | Preliminary Design – FEED (Class 4–3) | Civil / Structural Engineering |  |  |  | 100 | 5000 |  | 02525302000D | Engineering deliverable: U/G Services Layout <Deliv.>.
02 | 5 | 5 | 25 | 30 | 25 | 00 | D | Roads, Paving & Access Plans <Deliv.> | 025-25-3025-00-D | HR | NO | NO | n/a |  | INDIRECT | Active | Preliminary Design – FEED (Class 4–3) | Civil / Structural Engineering |  |  |  | 100 | 5000 |  | 02525302500D | Engineering deliverable: Roads, Paving & Access Plans <Deliv.>.
02 | 5 | 5 | 25 | 30 | 30 | 00 | D | Preliminary Quantities <Deliv.> | 025-25-3030-00-D | HR | NO | NO | n/a |  | INDIRECT | Active | Preliminary Design – FEED (Class 4–3) | Civil / Structural Engineering |  |  |  | 100 | 5000 |  | 02525303000D | Engineering deliverable: Preliminary Quantities <Deliv.>.
02 | 5 | 5 | 30 | 00 | 00 | 00 | D | Mechanical Engineering | 025-30-0000-00-D | HR | NO | NO | n/a |  | INDIRECT | Active | Preliminary Design – FEED (Class 4–3) | Mechanical Engineering |  |  |  | 100 | 5000 |  | 02530000000D | Summary of Mechanical Engineering engineering deliverables.
02 | 5 | 5 | 30 | 10 | 00 | 00 | D | Design Basis / Narratives | 025-30-1000-00-D | HR | NO | NO | n/a |  | INDIRECT | Active | Preliminary Design – FEED (Class 4–3) | Mechanical Engineering |  |  |  | 100 | 5000 |  | 02530100000D | Summary of Design Basis / Narratives engineering deliverables.
02 | 5 | 5 | 30 | 10 | 10 | 00 | D | Mechanical Basis of Design <Deliv.> | 025-30-1010-00-D | LS | NO | NO | n/a |  | INDIRECT | Active | Preliminary Design – FEED (Class 4–3) | Mechanical Engineering |  |  |  | 100 | 5000 |  | 02530101000D | Engineering deliverable: Mechanical Basis of Design <Deliv.>.
02 | 5 | 5 | 30 | 10 | 40 | 00 | D | Preliminary Layout Requirements <Deliv.> | 025-30-1040-00-D | HR | NO | NO | n/a |  | INDIRECT | Active | Preliminary Design – FEED (Class 4–3) | Mechanical Engineering |  |  |  | 100 | 5000 |  | 02530104000D | Engineering deliverable: Preliminary Layout Requirements <Deliv.>.
02 | 5 | 5 | 30 | 10 | 45 | 00 | D | Packaged Equipment Vendor Scope Definition <Deliv.> | 025-30-1045-00-D | HR | NO | NO | n/a |  | INDIRECT | Active | Preliminary Design – FEED (Class 4–3) | Mechanical Engineering |  |  |  | 100 | 5000 |  | 02530104500D | Engineering deliverable: Packaged Equipment Vendor Scope Definition <Deliv.>.
02 | 5 | 5 | 30 | 10 | 55 | 00 | D | PE Interface Requirements <Deliv.> | 025-30-1055-00-D | HR | NO | NO | n/a |  | INDIRECT | Active | Preliminary Design – FEED (Class 4–3) | Mechanical Engineering |  |  |  | 100 | 5000 |  | 02530105500D | Engineering deliverable: PE Interface Requirements <Deliv.>.
02 | 5 | 5 | 30 | 15 | 00 | 00 | D | Calculations / Studies | 025-30-1500-00-D | LS | NO | NO | n/a |  | INDIRECT | Active | Preliminary Design – FEED (Class 4–3) | Mechanical Engineering |  |  |  |  | 5000 |  | 02530150000D | Summary of Calculations / Studies engineering deliverables.
02 | 5 | 5 | 30 | 15 | 15 | 00 | D | Fixed Equipment Specifications <Deliv.> | 025-30-1515-00-D | HR | NO | NO | n/a |  | INDIRECT | Active | Preliminary Design – FEED (Class 4–3) | Mechanical Engineering |  |  |  | 100 | 5000 |  | 02530151500D | Engineering deliverable: Fixed Equipment Specifications <Deliv.>.
02 | 5 | 5 | 30 | 15 | 20 | 00 | D | Fixed Equipment Datasheets & Preliminary Calculations <Deliv.> | 025-30-1520-00-D | HR | NO | NO | n/a |  | INDIRECT | Active | Preliminary Design – FEED (Class 4–3) | Mechanical Engineering |  |  |  | 100 | 5000 |  | 02530152000D | Engineering deliverable: Fixed Equipment Datasheets & Preliminary Calculations <Deliv.>.
02 | 5 | 5 | 30 | 15 | 25 | 00 | D | Fixed Equipment Tank & Vessel Sizing <Deliv.> | 025-30-1525-00-D | HR | NO | NO | n/a |  | INDIRECT | Active | Preliminary Design – FEED (Class 4–3) | Mechanical Engineering |  |  |  | 100 | 5000 |  | 02530152500D | Engineering deliverable: Fixed Equipment Tank & Vessel Sizing <Deliv.>.
02 | 5 | 5 | 30 | 15 | 30 | 00 | D | Rotating Equipment Specs & Datasheets <Deliv.> | 025-30-1530-00-D | HR | NO | NO | n/a |  | INDIRECT | Active | Preliminary Design – FEED (Class 4–3) | Mechanical Engineering |  |  |  | 100 | 5000 |  | 02530153000D | Engineering deliverable: Rotating Equipment Specs & Datasheets <Deliv.>.
02 | 5 | 5 | 30 | 15 | 35 | 00 | D | Driver Selection <Deliv.> | 025-30-1535-00-D | HR | NO | NO | n/a |  | INDIRECT | Active | Preliminary Design – FEED (Class 4–3) | Mechanical Engineering |  |  |  | 100 | 5000 |  | 02530153500D | Engineering deliverable: Driver Selection <Deliv.>.
02 | 5 | 5 | 30 | 20 | 00 | 00 | D | Data & Lists | 025-30-2000-00-D | HR | NO | NO | n/a |  | INDIRECT | Active | Preliminary Design – FEED (Class 4–3) | Mechanical Engineering |  |  |  | 100 | 5000 |  | 02530200000D | Summary of Data & Lists engineering deliverables.
02 | 5 | 5 | 30 | 20 | 05 | 00 | D | Master Equipment List <Deliv.> | 025-30-2005-00-D | LS | NO | NO | n/a |  | INDIRECT | Active | Preliminary Design – FEED (Class 4–3) | Mechanical Engineering |  |  |  |  | 5000 |  | 02530200500D | Engineering deliverable: Master Equipment List <Deliv.>.
02 | 5 | 5 | 30 | 20 | 10 | 00 | D | Rotating Equipment Pump/Compressor Datasheets <Deliv.> | 025-30-2010-00-D | LS | NO | NO | n/a |  | INDIRECT | Active | Preliminary Design – FEED (Class 4–3) | Mechanical Engineering |  |  |  |  | 5000 |  | 02530201000D | Engineering deliverable: Rotating Equipment Pump/Compressor Datasheets <Deliv.>.
02 | 5 | 5 | 30 | 20 | 30 | 00 | D | Static Equipment Vessel/Tank Datasheets <Deliv.> | 025-30-2030-00-D | HR | NO | NO | n/a |  | INDIRECT | Active | Preliminary Design – FEED (Class 4–3) | Mechanical Engineering |  |  |  | 100 | 5000 |  | 02530203000D | Engineering deliverable: Static Equipment Vessel/Tank Datasheets <Deliv.>.
02 | 5 | 5 | 30 | 30 | 00 | 00 | D | Drawings / MTOs | 025-30-3000-00-D | HR | NO | NO | n/a |  | INDIRECT | Active | Preliminary Design – FEED (Class 4–3) | Mechanical Engineering |  |  |  | 100 | 5000 |  | 02530300000D | Summary of Drawings / MTOs engineering deliverables.
02 | 5 | 5 | 30 | 30 | 15 | 00 | D | Equipment Layout / Locations Drawings <Deliv.> | 025-30-3015-00-D | LS | NO | NO | n/a |  | INDIRECT | Active | Preliminary Design – FEED (Class 4–3) | Mechanical Engineering |  |  |  | 100 | 5000 |  | 02530301500D | Engineering deliverable: Equipment Layout / Locations Drawings <Deliv.>.
02 | 5 | 5 | 35 | 00 | 00 | 00 | D | HVAC / Architectural Design & Engineering | 025-35-0000-00-D | HR | NO | NO | n/a |  | INDIRECT | Active | Preliminary Design – FEED (Class 4–3) | HVAC / Architectural Design & Engineering |  |  |  | 100 | 5000 |  | 02535000000D | Summary of HVAC / Architectural Design & Engineering engineering deliverables.
02 | 5 | 5 | 35 | 10 | 00 | 00 | D | Design Basis / Narratives | 025-35-1000-00-D | HR | NO | NO | n/a |  | INDIRECT | Active | Preliminary Design – FEED (Class 4–3) | HVAC / Architectural Design & Engineering |  |  |  | 100 | 5000 |  | 02535100000D | Summary of Design Basis / Narratives engineering deliverables.
02 | 5 | 5 | 35 | 10 | 10 | 00 | D | Building Basis of Design <Deliv.> | 025-35-1010-00-D | HR | NO | NO | n/a |  | INDIRECT | Active | Preliminary Design – FEED (Class 4–3) | HVAC / Architectural Design & Engineering |  |  |  | 100 | 5000 |  | 02535101000D | Engineering deliverable: Building Basis of Design <Deliv.>.
02 | 5 | 5 | 35 | 15 | 00 | 00 | D | Calculations / Studies | 025-35-1500-00-D | LS | NO | NO | n/a |  | INDIRECT | Active | Preliminary Design – FEED (Class 4–3) | HVAC / Architectural Design & Engineering |  |  |  |  | 5000 |  | 02535150000D | Summary of Calculations / Studies engineering deliverables.
02 | 5 | 5 | 35 | 15 | 10 | 00 | D | Energy Efficiency Assessments <Deliv.> | 025-35-1510-00-D | HR | NO | NO | n/a |  | INDIRECT | Active | Preliminary Design – FEED (Class 4–3) | HVAC / Architectural Design & Engineering |  |  |  | 100 | 5000 |  | 02535151000D | Engineering deliverable: Energy Efficiency Assessments <Deliv.>.
02 | 5 | 5 | 35 | 15 | 20 | 00 | D | Preliminary HVAC Load Calcs <Deliv.> | 025-35-1520-00-D | HR | NO | NO | n/a |  | INDIRECT | Active | Preliminary Design – FEED (Class 4–3) | HVAC / Architectural Design & Engineering |  |  |  | 100 | 5000 |  | 02535152000D | Engineering deliverable: Preliminary HVAC Load Calcs <Deliv.>.
02 | 5 | 5 | 35 | 15 | 30 | 00 | D | Preliminary Duct & Piping Layouts <Deliv.> | 025-35-1530-00-D | HR | NO | NO | n/a |  | INDIRECT | Active | Preliminary Design – FEED (Class 4–3) | HVAC / Architectural Design & Engineering |  |  |  | 100 | 5000 |  | 02535153000D | Engineering deliverable: Preliminary Duct & Piping Layouts <Deliv.>.
02 | 5 | 5 | 35 | 15 | 40 | 00 | D | Fire Protection & Life Safety Interfaces <Deliv.> | 025-35-1540-00-D | HR | NO | NO | n/a |  | INDIRECT | Active | Preliminary Design – FEED (Class 4–3) | HVAC / Architectural Design & Engineering |  |  |  | 100 | 5000 |  | 02535154000D | Engineering deliverable: Fire Protection & Life Safety Interfaces <Deliv.>.
02 | 5 | 5 | 35 | 20 | 00 | 00 | D | Data & Lists | 025-35-2000-00-D | HR | NO | NO | n/a |  | INDIRECT | Active | Preliminary Design – FEED (Class 4–3) | HVAC / Architectural Design & Engineering |  |  |  | 100 | 5000 |  | 02535200000D | Summary of Data & Lists engineering deliverables.
02 | 5 | 5 | 35 | 20 | 05 | 00 | D | Equipment List <Deliv.> | 025-35-2005-00-D | LS | NO | NO | n/a |  | INDIRECT | Active | Preliminary Design – FEED (Class 4–3) | HVAC / Architectural Design & Engineering |  |  |  |  | 5000 |  | 02535200500D | Engineering deliverable: Equipment List <Deliv.>.
02 | 5 | 5 | 35 | 30 | 00 | 00 | D | Drawings / MTOs | 025-35-3000-00-D | HR | NO | NO | n/a |  | INDIRECT | Active | Preliminary Design – FEED (Class 4–3) | HVAC / Architectural Design & Engineering |  |  |  | 100 | 5000 |  | 02535300000D | Summary of Drawings / MTOs engineering deliverables.
02 | 5 | 5 | 35 | 30 | 10 | 00 | D | Preliminary Drawings - Plans & Sections <Deliv.> | 025-35-3010-00-D | HR | NO | NO | n/a |  | INDIRECT | Active | Preliminary Design – FEED (Class 4–3) | HVAC / Architectural Design & Engineering |  |  |  | 100 | 5000 |  | 02535301000D | Engineering deliverable: Preliminary Drawings - Plans & Sections <Deliv.>.
02 | 5 | 5 | 35 | 30 | 20 | 00 | D | Equipment Layout Drawings <Deliv.> | 025-35-3020-00-D | HR | NO | NO | n/a |  | INDIRECT | Active | Preliminary Design – FEED (Class 4–3) | HVAC / Architectural Design & Engineering |  |  |  | 100 | 5000 |  | 02535302000D | Engineering deliverable: Equipment Layout Drawings <Deliv.>.
02 | 5 | 5 | 35 | 30 | 30 | 00 | D | Door & Window Schedules <Deliv.> | 025-35-3030-00-D | HR | NO | NO | n/a |  | INDIRECT | Active | Preliminary Design – FEED (Class 4–3) | HVAC / Architectural Design & Engineering |  |  |  | 100 | 5000 |  | 02535303000D | Engineering deliverable: Door & Window Schedules <Deliv.>.
02 | 5 | 5 | 35 | 30 | 40 | 00 | D | Electrical Layout & Drawings <Deliv.> | 025-35-3040-00-D | HR | NO | NO | n/a |  | INDIRECT | Active | Preliminary Design – FEED (Class 4–3) | HVAC / Architectural Design & Engineering |  |  |  | 100 | 5000 |  | 02535304000D | Engineering deliverable: Electrical Layout & Drawings <Deliv.>.
02 | 5 | 5 | 35 | 30 | 50 | 00 | D | Building MTOs by Discipline <Deliv.> | 025-35-3050-00-D | LS | NO | NO | n/a |  | INDIRECT | Active | Preliminary Design – FEED (Class 4–3) | HVAC / Architectural Design & Engineering |  |  |  |  | 5000 |  | 02535305000D | Engineering deliverable: Building MTOs by Discipline <Deliv.>.
02 | 5 | 5 | 40 | 00 | 00 | 00 | D | Piping Design / Engineering | 025-40-0000-00-D | HR | NO | NO | n/a |  | INDIRECT | Active | Preliminary Design – FEED (Class 4–3) | Piping Design / Engineering |  |  |  | 100 | 5000 |  | 02540000000D | Summary of Piping Design / Engineering engineering deliverables.
02 | 5 | 5 | 40 | 10 | 00 | 00 | D | Design Basis / Narratives | 025-40-1000-00-D | HR | NO | NO | n/a |  | INDIRECT | Active | Preliminary Design – FEED (Class 4–3) | Piping Design / Engineering |  |  |  | 100 | 5000 |  | 02540100000D | Summary of Design Basis / Narratives engineering deliverables.
02 | 5 | 5 | 40 | 10 | 10 | 00 | D | Piping Basis of Design <Deliv.> | 025-40-1010-00-D | HR | NO | NO | n/a |  | INDIRECT | Active | Preliminary Design – FEED (Class 4–3) | Piping Design / Engineering |  |  |  | 100 | 5000 |  | 02540101000D | Engineering deliverable: Piping Basis of Design <Deliv.>.
02 | 5 | 5 | 40 | 10 | 15 | 00 | D | Flange Management Philosophy <Deliv.> | 025-40-1015-00-D | LS | NO | NO | n/a |  | INDIRECT | Active | Preliminary Design – FEED (Class 4–3) | Piping Design / Engineering |  |  |  | 100 | 5000 |  | 02540101500D | Engineering deliverable: Flange Management Philosophy <Deliv.>.
02 | 5 | 5 | 40 | 15 | 00 | 00 | D | Calculations / Studies | 025-40-1500-00-D | LS | NO | NO | n/a |  | INDIRECT | Active | Preliminary Design – FEED (Class 4–3) | Piping Design / Engineering |  |  |  |  | 5000 |  | 02540150000D | Summary of Calculations / Studies engineering deliverables.
02 | 5 | 5 | 40 | 15 | 10 | 00 | D | Pipe Class / Material Specs <Deliv.> | 025-40-1510-00-D | HR | NO | NO | n/a |  | INDIRECT | Active | Preliminary Design – FEED (Class 4–3) | Piping Design / Engineering |  |  |  | 100 | 5000 |  | 02540151000D | Engineering deliverable: Pipe Class / Material Specs <Deliv.>.
02 | 5 | 5 | 40 | 15 | 15 | 00 | D | Valve Specs <Deliv.> | 025-40-1515-00-D | HR | NO | NO | n/a |  | INDIRECT | Active | Preliminary Design – FEED (Class 4–3) | Piping Design / Engineering |  |  |  | 100 | 5000 |  | 02540151500D | Engineering deliverable: Valve Specs <Deliv.>.
02 | 5 | 5 | 40 | 20 | 00 | 00 | D | Data & Lists | 025-40-2000-00-D | HR | NO | NO | n/a |  | INDIRECT | Active | Preliminary Design – FEED (Class 4–3) | Piping Design / Engineering |  |  |  | 100 | 5000 |  | 02540200000D | Summary of Data & Lists engineering deliverables.
02 | 5 | 5 | 40 | 20 | 10 | 00 | D | Tie-in list <Deliv.> | 025-40-2010-00-D | HR | NO | NO | n/a |  | INDIRECT | Active | Preliminary Design – FEED (Class 4–3) | Piping Design / Engineering |  |  |  | 100 | 5000 |  | 02540201000D | Engineering deliverable: Tie-in list <Deliv.>.
02 | 5 | 5 | 40 | 20 | 15 | 00 | D | Line List <Deliv.> | 025-40-2015-00-D | HR | NO | NO | n/a |  | INDIRECT | Active | Preliminary Design – FEED (Class 4–3) | Piping Design / Engineering |  |  |  | 100 | 5000 |  | 02540201500D | Engineering deliverable: Line List <Deliv.>.
02 | 5 | 5 | 40 | 20 | 25 | 00 | D | Valve List & Valve Datasheets <Deliv.> | 025-40-2025-00-D | LS | NO | NO | n/a |  | INDIRECT | Active | Preliminary Design – FEED (Class 4–3) | Piping Design / Engineering |  |  |  |  | 5000 |  | 02540202500D | Engineering deliverable: Valve List & Valve Datasheets <Deliv.>.
02 | 5 | 5 | 40 | 30 | 00 | 00 | D | Drawings / MTOs | 025-40-3000-00-D | HR | NO | NO | n/a |  | INDIRECT | Active | Preliminary Design – FEED (Class 4–3) | Piping Design / Engineering |  |  |  | 100 | 5000 |  | 02540300000D | Summary of Drawings / MTOs engineering deliverables.
02 | 5 | 5 | 40 | 30 | 15 | 00 | D | Preliminary Plot Plans <Deliv.> | 025-40-3015-00-D | HR | NO | NO | n/a |  | INDIRECT | Active | Preliminary Design – FEED (Class 4–3) | Piping Design / Engineering |  |  |  | 100 | 5000 |  | 02540301500D | Engineering deliverable: Preliminary Plot Plans <Deliv.>.
02 | 5 | 5 | 40 | 30 | 20 | 00 | D | Preliminary Equipment Layouts <Deliv.> | 025-40-3020-00-D | HR | NO | NO | n/a |  | INDIRECT | Active | Preliminary Design – FEED (Class 4–3) | Piping Design / Engineering |  |  |  | 100 | 5000 |  | 02540302000D | Engineering deliverable: Preliminary Equipment Layouts <Deliv.>.
02 | 5 | 5 | 40 | 30 | 35 | 00 | D | Preliminary Piping MTO (LF) <Deliv.> | 025-40-3035-00-D | HR | NO | NO | n/a |  | INDIRECT | Active | Preliminary Design – FEED (Class 4–3) | Piping Design / Engineering |  |  |  | 100 | 5000 |  | 02540303500D | Engineering deliverable: Preliminary Piping MTO (LF) <Deliv.>.
02 | 5 | 5 | 45 | 00 | 00 | 00 | D | Electrical Engineering | 025-45-0000-00-D | HR | NO | NO | n/a |  | INDIRECT | Active | Preliminary Design – FEED (Class 4–3) | Electrical Engineering |  |  |  | 100 | 5000 |  | 02545000000D | Summary of Electrical Engineering engineering deliverables.
02 | 5 | 5 | 45 | 10 | 00 | 00 | D | Design Basis / Narratives | 025-45-1000-00-D | HR | NO | NO | n/a |  | INDIRECT | Active | Preliminary Design – FEED (Class 4–3) | Electrical Engineering |  |  |  | 100 | 5000 |  | 02545100000D | Summary of Design Basis / Narratives engineering deliverables.
02 | 5 | 5 | 45 | 10 | 10 | 00 | D | Electrical Basis of Design <Deliv.> | 025-45-1010-00-D | LS | NO | NO | n/a |  | INDIRECT | Active | Preliminary Design – FEED (Class 4–3) | Electrical Engineering |  |  |  | 100 | 5000 |  | 02545101000D | Engineering deliverable: Electrical Basis of Design <Deliv.>.
02 | 5 | 5 | 45 | 10 | 15 | 00 | D | Cable Routing Philosophy <Deliv.> | 025-45-1015-00-D | LS | NO | NO | n/a |  | INDIRECT | Active | Preliminary Design – FEED (Class 4–3) | Electrical Engineering |  |  |  | 100 | 5000 |  | 02545101500D | Engineering deliverable: Cable Routing Philosophy <Deliv.>.
02 | 5 | 5 | 45 | 15 | 00 | 00 | D | Calculations / Studies | 025-45-1500-00-D | LS | NO | NO | n/a |  | INDIRECT | Active | Preliminary Design – FEED (Class 4–3) | Electrical Engineering |  |  |  |  | 5000 |  | 02545150000D | Summary of Calculations / Studies engineering deliverables.
02 | 5 | 5 | 45 | 15 | 15 | 00 | D | Power Systems Studies (shourt circuit, load flow - preliminary) <Deliv.> | 025-45-1515-00-D | HR | NO | NO | n/a |  | INDIRECT | Active | Preliminary Design – FEED (Class 4–3) | Electrical Engineering |  |  |  | 100 | 5000 |  | 02545151500D | Engineering deliverable: Power Systems Studies (shourt circuit, load flow - preliminary) <Deliv.>.
02 | 5 | 5 | 45 | 15 | 20 | 00 | D | Electrical Equipment Layouts (MCC rooms, substations) <Deliv.> | 025-45-1520-00-D | HR | NO | NO | n/a |  | INDIRECT | Active | Preliminary Design – FEED (Class 4–3) | Electrical Engineering |  |  |  | 100 | 5000 |  | 02545152000D | Engineering deliverable: Electrical Equipment Layouts (MCC rooms, substations) <Deliv.>.
02 | 5 | 5 | 45 | 15 | 25 | 00 | D | Hazardous Area Classification Drawings <Deliv.> | 025-45-1525-00-D | HR | NO | NO | n/a |  | INDIRECT | Active | Preliminary Design – FEED (Class 4–3) | Electrical Engineering |  |  |  | 100 | 5000 |  | 02545152500D | Engineering deliverable: Hazardous Area Classification Drawings <Deliv.>.
02 | 5 | 5 | 45 | 20 | 00 | 00 | D | Data & Lists | 025-45-2000-00-D | HR | NO | NO | n/a |  | INDIRECT | Active | Preliminary Design – FEED (Class 4–3) | Electrical Engineering |  |  |  | 100 | 5000 |  | 02545200000D | Summary of Data & Lists engineering deliverables.
02 | 5 | 5 | 45 | 20 | 10 | 00 | D | Load List <Deliv.> | 025-45-2010-00-D | HR | NO | NO | n/a |  | INDIRECT | Active | Preliminary Design – FEED (Class 4–3) | Electrical Engineering |  |  |  | 100 | 5000 |  | 02545201000D | Engineering deliverable: Load List <Deliv.>.
02 | 5 | 5 | 45 | 20 | 15 | 00 | D | Cable Schedule <Deliv.> | 025-45-2015-00-D | HR | NO | NO | n/a |  | INDIRECT | Active | Preliminary Design – FEED (Class 4–3) | Electrical Engineering |  |  |  | 100 | 5000 |  | 02545201500D | Engineering deliverable: Cable Schedule <Deliv.>.
02 | 5 | 5 | 45 | 20 | 20 | 00 | D | Equipment Datasheets <Deliv.> | 025-45-2020-00-D | HR | NO | NO | n/a |  | INDIRECT | Active | Preliminary Design – FEED (Class 4–3) | Electrical Engineering |  |  |  | 100 | 5000 |  | 02545202000D | Engineering deliverable: Equipment Datasheets <Deliv.>.
02 | 5 | 5 | 45 | 30 | 00 | 00 | D | Drawings / MTOs | 025-45-3000-00-D | HR | NO | NO | n/a |  | INDIRECT | Active | Preliminary Design – FEED (Class 4–3) | Electrical Engineering |  |  |  | 100 | 5000 |  | 02545300000D | Summary of Drawings / MTOs engineering deliverables.
02 | 5 | 5 | 45 | 30 | 10 | 00 | D | Single Lines & Block Drawings - preliminary <Deliv.> | 025-45-3010-00-D | HR | NO | NO | n/a |  | INDIRECT | Active | Preliminary Design – FEED (Class 4–3) | Electrical Engineering |  |  |  | 100 | 5000 |  | 02545301000D | Engineering deliverable: Single Lines & Block Drawings - preliminary <Deliv.>.
02 | 5 | 5 | 45 | 30 | 15 | 00 | D | Equipment Datasheets (transformers, switchgear, MCCs) <Deliv.> | 025-45-3015-00-D | HR | NO | NO | n/a |  | INDIRECT | Active | Preliminary Design – FEED (Class 4–3) | Electrical Engineering |  |  |  | 100 | 5000 |  | 02545301500D | Engineering deliverable: Equipment Datasheets (transformers, switchgear, MCCs) <Deliv.>.
02 | 5 | 5 | 45 | 30 | 20 | 00 | D | Electrical Preliminary MTOs <Deliv.> | 025-45-3020-00-D | HR | NO | NO | n/a |  | INDIRECT | Active | Preliminary Design – FEED (Class 4–3) | Electrical Engineering |  |  |  | 100 | 5000 |  | 02545302000D | Engineering deliverable: Electrical Preliminary MTOs <Deliv.>.
02 | 5 | 5 | 50 | 00 | 00 | 00 | D | Instrumentation & Controls Engineering | 025-50-0000-00-D | HR | NO | NO | n/a |  | INDIRECT | Active | Preliminary Design – FEED (Class 4–3) | Instrumentation & Controls Engineering |  |  |  | 100 | 5000 |  | 02550000000D | Summary of Instrumentation & Controls Engineering engineering deliverables.
02 | 5 | 5 | 50 | 10 | 00 | 00 | D | Design Basis / Narratives | 025-50-1000-00-D | HR | NO | NO | n/a |  | INDIRECT | Active | Preliminary Design – FEED (Class 4–3) | Instrumentation & Controls Engineering |  |  |  | 100 | 5000 |  | 02550100000D | Summary of Design Basis / Narratives engineering deliverables.
02 | 5 | 5 | 50 | 10 | 10 | 00 | D | I&C Basis of Design <Deliv.> | 025-50-1010-00-D | HR | NO | NO | n/a |  | INDIRECT | Active | Preliminary Design – FEED (Class 4–3) | Instrumentation & Controls Engineering |  |  |  | 100 | 5000 |  | 02550101000D | Engineering deliverable: I&C Basis of Design <Deliv.>.
02 | 5 | 5 | 50 | 10 | 15 | 00 | D | Preliminary Control Narratives (often led by Process) <Deliv.> | 025-50-1015-00-D | HR | NO | NO | n/a |  | INDIRECT | Active | Preliminary Design – FEED (Class 4–3) | Instrumentation & Controls Engineering |  |  |  | 100 | 5000 |  | 02550101500D | Engineering deliverable: Preliminary Control Narratives (often led by Process) <Deliv.>.
02 | 5 | 5 | 50 | 10 | 20 | 00 | D | Preliminary I/O Count & Capacity Sizing <Deliv.> | 025-50-1020-00-D | HR | NO | NO | n/a |  | INDIRECT | Active | Preliminary Design – FEED (Class 4–3) | Instrumentation & Controls Engineering |  |  |  | 100 | 5000 |  | 02550102000D | Engineering deliverable: Preliminary I/O Count & Capacity Sizing <Deliv.>.
02 | 5 | 5 | 50 | 15 | 00 | 00 | D | Calculations / Studies | 025-50-1500-00-D | LS | NO | NO | n/a |  | INDIRECT | Active | Preliminary Design – FEED (Class 4–3) | Instrumentation & Controls Engineering |  |  |  |  | 5000 |  | 02550150000D | Summary of Calculations / Studies engineering deliverables.
02 | 5 | 5 | 50 | 15 | 15 | 00 | D | Control Application / DCS Architecture <Deliv.> | 025-50-1515-00-D | HR | NO | NO | n/a |  | INDIRECT | Active | Preliminary Design – FEED (Class 4–3) | Instrumentation & Controls Engineering |  |  |  | 100 | 5000 |  | 02550151500D | Engineering deliverable: Control Application / DCS Architecture <Deliv.>.
02 | 5 | 5 | 50 | 15 | 20 | 00 | D | Instrument Sizing (control valves, devices) <Deliv.> | 025-50-1520-00-D | HR | NO | NO | n/a |  | INDIRECT | Active | Preliminary Design – FEED (Class 4–3) | Instrumentation & Controls Engineering |  |  |  | 100 | 5000 |  | 02550152000D | Engineering deliverable: Instrument Sizing (control valves, devices) <Deliv.>.
02 | 5 | 5 | 50 | 20 | 00 | 00 | D | Data & Lists | 025-50-2000-00-D | HR | NO | NO | n/a |  | INDIRECT | Active | Preliminary Design – FEED (Class 4–3) | Instrumentation & Controls Engineering |  |  |  | 100 | 5000 |  | 02550200000D | Summary of Data & Lists engineering deliverables.
02 | 5 | 5 | 50 | 20 | 10 | 00 | D | Instrument Index <Deliv.> | 025-50-2010-00-D | HR | NO | NO | n/a |  | INDIRECT | Active | Preliminary Design – FEED (Class 4–3) | Instrumentation & Controls Engineering |  |  |  | 100 | 5000 |  | 02550201000D | Engineering deliverable: Instrument Index <Deliv.>.
02 | 5 | 5 | 50 | 20 | 15 | 00 | D | I/O List <Deliv.> | 025-50-2015-00-D | HR | NO | NO | n/a |  | INDIRECT | Active | Preliminary Design – FEED (Class 4–3) | Instrumentation & Controls Engineering |  |  |  | 100 | 5000 |  | 02550201500D | Engineering deliverable: I/O List <Deliv.>.
02 | 5 | 5 | 50 | 20 | 20 | 00 | D | Instrument Datasheets <Deliv.> | 025-50-2020-00-D | HR | NO | NO | n/a |  | INDIRECT | Active | Preliminary Design – FEED (Class 4–3) | Instrumentation & Controls Engineering |  |  |  | 100 | 5000 |  | 02550202000D | Engineering deliverable: Instrument Datasheets <Deliv.>.
02 | 5 | 5 | 50 | 30 | 00 | 00 | D | Drawings / MTOs | 025-50-3000-00-D | HR | NO | NO | n/a |  | INDIRECT | Active | Preliminary Design – FEED (Class 4–3) | Instrumentation & Controls Engineering |  |  |  | 100 | 5000 |  | 02550300000D | Summary of Drawings / MTOs engineering deliverables.
02 | 5 | 5 | 50 | 30 | 10 | 00 | D | Instrument Index & I/O List - preliminary <Deliv.> | 025-50-3010-00-D | HR | NO | NO | n/a |  | INDIRECT | Active | Preliminary Design – FEED (Class 4–3) | Instrumentation & Controls Engineering |  |  |  | 100 | 5000 |  | 02550301000D | Engineering deliverable: Instrument Index & I/O List - preliminary <Deliv.>.
02 | 5 | 5 | 50 | 30 | 15 | 00 | D | Instrument Location Plans <Deliv.> | 025-50-3015-00-D | HR | NO | NO | n/a |  | INDIRECT | Active | Preliminary Design – FEED (Class 4–3) | Instrumentation & Controls Engineering |  |  |  | 100 | 5000 |  | 02550301500D | Engineering deliverable: Instrument Location Plans <Deliv.>.
02 | 5 | 5 | 50 | 30 | 25 | 00 | D | Instrumentation MTOs <Deliv.> | 025-50-3025-00-D | HR | NO | NO | n/a |  | INDIRECT | Active | Preliminary Design – FEED (Class 4–3) | Instrumentation & Controls Engineering |  |  |  | 100 | 5000 |  | 02550302500D | Engineering deliverable: Instrumentation MTOs <Deliv.>.
02 | 5 | 5 | 75 | 00 | 00 | 00 | 0 | Employee Expenses | 025-75-0000-00-0 | LS | NO | NO | n/a |  | INDIRECT | Active | Preliminary Design – FEED (Class 4–3) | Employee Expenses | [6 empty] | 025750000000 | Cost of Employee Expenses.
02 | 5 | 5 | 95 | 00 | 00 | 00 | O | Supplies (can be reused) | 025-95-0000-00-O | LS | NO | NO | n/a |  | INDIRECT | Active | Preliminary Design – FEED (Class 4–3) | Supplies (can be reused) |  |  |  |  | 5400 |  | 02595000000O | Cost of Supplies (can be reused).
02 | 5 | 5 | 99 | 00 | 00 | 00 | O | Project Costs | 025-99-0000-00-O | LS | NO | NO | n/a |  | INDIRECT | Active | Preliminary Design – FEED (Class 4–3) | Project Costs |  |  |  |  | 5400 |  | 02599000000O | Cost of Project Costs.
02 | 5 | 6 | 00 | 00 | 00 | 00 | 0 | Detailed Design (Class 2-1) | 026-00-0000-00-0 | HR | YES | YES | n/a |  | INDIRECT | Active | Detailed Design (Class 2-1) | Summary |  |  |  | 100 |  |  | 026000000000 | Top-level summary of all Detailed Design (Class 2-1) costs.
02 | 6 | 6 | 05 | 00 | 00 | 00 | D | Engineering Management | 026-05-0000-00-D | HR | NO | NO | n/a |  | INDIRECT | Active | Detailed Design (Class 2-1) | Engineering Management |  |  |  | 100 | 5000 |  | 02605000000D | Summary of Engineering Management engineering deliverables.
02 | 6 | 6 | 05 | 10 | 00 | 00 | D | Management Deliverables | 026-05-1000-00-D | HR | NO | NO | n/a |  | INDIRECT | Active | Detailed Design (Class 2-1) | Engineering Management |  |  |  | 100 | 5000 |  | 02605100000D | Summary of Management Deliverables engineering deliverables.
02 | 6 | 6 | 05 | 10 | 10 | 00 | D | Responsibility Matrix <Deliv.> | 026-05-1010-00-D | HR | NO | NO | n/a |  | INDIRECT | Active | Detailed Design (Class 2-1) | Engineering Management |  |  |  | 100 | 5000 |  | 02605101000D | Engineering deliverable: Responsibility Matrix <Deliv.>.
02 | 6 | 6 | 05 | 10 | 20 | 00 | D | Organization Chart <Deliv.> | 026-05-1020-00-D | HR | NO | NO | n/a |  | INDIRECT | Active | Detailed Design (Class 2-1) | Engineering Management |  |  |  | 100 | 5000 |  | 02605102000D | Engineering deliverable: Organization Chart <Deliv.>.
02 | 6 | 6 | 05 | 12 | 00 | 00 | D | Engineering Deliverables | 026-05-1200-00-D | HR | NO | NO | n/a |  | INDIRECT | Active | Detailed Design (Class 2-1) | Engineering Management |  |  |  | 100 | 5000 |  | 02605120000D | Summary of Engineering Deliverables engineering deliverables.
02 | 6 | 6 | 05 | 12 | 10 | 00 | D | Engineering Execution Plan <Deliv.> | 026-05-1210-00-D | HR | NO | NO | n/a |  | INDIRECT | Active | Detailed Design (Class 2-1) | Engineering Management |  |  |  | 100 | 5000 |  | 02605121000D | Engineering deliverable: Engineering Execution Plan <Deliv.>.
02 | 6 | 6 | 05 | 12 | 20 | 00 | D | Design Basis <Deliv.> | 026-05-1220-00-D | HR | NO | NO | n/a |  | INDIRECT | Active | Detailed Design (Class 2-1) | Engineering Management |  |  |  | 100 | 5000 |  | 02605122000D | Engineering deliverable: Design Basis <Deliv.>.
02 | 6 | 6 | 05 | 12 | 30 | 00 | D | Project Specifications <Deliv.> | 026-05-1230-00-D | HR | NO | NO | n/a |  | INDIRECT | Active | Detailed Design (Class 2-1) | Engineering Management |  |  |  | 100 | 5000 |  | 02605123000D | Engineering deliverable: Project Specifications <Deliv.>.
02 | 6 | 6 | 05 | 12 | 40 | 00 | D | Engineering Deliverables List <Deliv.> | 026-05-1240-00-D | LS | NO | NO | n/a |  | INDIRECT | Active | Detailed Design (Class 2-1) | Engineering Management |  |  |  |  | 5000 |  | 02605124000D | Engineering deliverable: Engineering Deliverables List <Deliv.>.
02 | 6 | 6 | 05 | 12 | 50 | 00 | D | Engineering Procedures <Deliv.> | 026-05-1250-00-D | LS | NO | NO | n/a |  | INDIRECT | Active | Detailed Design (Class 2-1) | Engineering Management |  |  |  |  | 5000 |  | 02605125000D | Engineering deliverable: Engineering Procedures <Deliv.>.
02 | 6 | 6 | 05 | 12 | 60 | 00 | D | Technical Deviation Procedure <Deliv.> | 026-05-1260-00-D | HR | NO | NO | n/a |  | INDIRECT | Active | Detailed Design (Class 2-1) | Engineering Management |  |  |  | 100 | 5000 |  | 02605126000D | Engineering deliverable: Technical Deviation Procedure <Deliv.>.
02 | 6 | 6 | 05 | 15 | 00 | 00 | D | Document Management | 026-05-1500-00-D | HR | NO | NO | n/a |  | INDIRECT | Active | Detailed Design (Class 2-1) | Engineering Management |  |  |  | 100 | 5000 |  | 02605150000D | Summary of Document Management engineering deliverables.
02 | 6 | 6 | 05 | 15 | 10 | 00 | D | Document Control Plan <Deliv.> | 026-05-1510-00-D | HR | NO | NO | n/a |  | INDIRECT | Active | Detailed Design (Class 2-1) | Engineering Management |  |  |  | 100 | 5000 |  | 02605151000D | Engineering deliverable: Document Control Plan <Deliv.>.
02 | 6 | 6 | 05 | 15 | 20 | 00 | D | Document Number System | 026-05-1520-00-D | HR | NO | NO | n/a |  | INDIRECT | Active | Detailed Design (Class 2-1) | Engineering Management |  |  |  | 100 | 5000 |  | 02605152000D | Engineering deliverable: Document Number System.
02 | 6 | 6 | 05 | 15 | 30 | 00 | D | Master Document Register <Deliv.> | 026-05-1530-00-D | HR | NO | NO | n/a |  | INDIRECT | Active | Detailed Design (Class 2-1) | Engineering Management |  |  |  | 100 | 5000 |  | 02605153000D | Engineering deliverable: Master Document Register <Deliv.>.
02 | 6 | 6 | 05 | 15 | 40 | 00 | D | Revision Control Procedure | 026-05-1540-00-D | HR | NO | NO | n/a |  | INDIRECT | Active | Detailed Design (Class 2-1) | Engineering Management |  |  |  | 100 | 5000 |  | 02605154000D | Engineering deliverable: Revision Control Procedure.
02 | 6 | 6 | 05 | 15 | 50 | 00 | D | Turnover Package Structure <Deliv.> | 026-05-1550-00-D | HR | NO | NO | n/a |  | INDIRECT | Active | Detailed Design (Class 2-1) | Engineering Management |  |  |  | 100 | 5000 |  | 02605155000D | Engineering deliverable: Turnover Package Structure <Deliv.>.
02 | 6 | 6 | 05 | 15 | 60 | 00 | D | Revision Control Records <Deliv.> | 026-05-1560-00-D | LS | NO | NO | n/a |  | INDIRECT | Active | Detailed Design (Class 2-1) | Engineering Management |  |  |  |  | 5000 |  | 02605156000D | Engineering deliverable: Revision Control Records <Deliv.>.
02 | 6 | 6 | 05 | 18 | 00 | 00 | D | 3D Model / Digital Engineering | 026-05-1800-00-D | HR | NO | NO | n/a |  | INDIRECT | Active | Detailed Design (Class 2-1) | Engineering Management |  |  |  | 100 | 5000 |  | 02605180000D | Summary of 3D Model / Digital Engineering engineering deliverables.
02 | 6 | 6 | 05 | 18 | 10 | 00 | D | 3D Model Execution Plan <Deliv.> | 026-05-1810-00-D | HR | NO | NO | n/a |  | INDIRECT | Active | Detailed Design (Class 2-1) | Engineering Management |  |  |  | 100 | 5000 |  | 02605181000D | Engineering deliverable: 3D Model Execution Plan <Deliv.>.
02 | 6 | 6 | 05 | 18 | 20 | 00 | D | Model Progression Requirements <Deliv.> | 026-05-1820-00-D | HR | NO | NO | n/a |  | INDIRECT | Active | Detailed Design (Class 2-1) | Engineering Management |  |  |  | 100 | 5000 |  | 02605182000D | Engineering deliverable: Model Progression Requirements <Deliv.>.
02 | 6 | 6 | 05 | 18 | 30 | 00 | D | Model Review Agenda & Checklist | 026-05-1830-00-D | HR | NO | NO | n/a |  | INDIRECT | Active | Detailed Design (Class 2-1) | Engineering Management |  |  |  | 100 | 5000 |  | 02605183000D | Engineering deliverable: Model Review Agenda & Checklist.
02 | 6 | 6 | 05 | 18 | 40 | 00 | D | Access Controls & Data Management Guidelines <Deliv.> | 026-05-1840-00-D | HR | NO | NO | n/a |  | INDIRECT | Active | Detailed Design (Class 2-1) | Engineering Management |  |  |  | 100 | 5000 |  | 02605184000D | Engineering deliverable: Access Controls & Data Management Guidelines <Deliv.>.
02 | 6 | 6 | 05 | 20 | 00 | 00 | D | Multidisciplinary Engineering Coordination | 026-05-2000-00-D | HR | NO | NO | n/a |  | INDIRECT | Active | Detailed Design (Class 2-1) | Engineering Management |  |  |  | 100 | 5000 |  | 02605200000D | Summary of Multidisciplinary Engineering Coordination engineering deliverables.
02 | 6 | 6 | 05 | 20 | 10 | 00 | D | Engineering Coordination Plan <Deliv.> | 026-05-2010-00-D | HR | NO | NO | n/a |  | INDIRECT | Active | Detailed Design (Class 2-1) | Engineering Management |  |  |  | 100 | 5000 |  | 02605201000D | Engineering deliverable: Engineering Coordination Plan <Deliv.>.
02 | 6 | 6 | 05 | 20 | 20 | 00 | D | Engineering Action Tracking Register | 026-05-2020-00-D | HR | NO | NO | n/a |  | INDIRECT | Active | Detailed Design (Class 2-1) | Engineering Management |  |  |  | 100 | 5000 |  | 02605202000D | Engineering deliverable: Engineering Action Tracking Register.
02 | 6 | 6 | 05 | 20 | 30 | 00 | D | RFI Register <Deliv.> | 026-05-2030-00-D | HR | NO | NO | n/a |  | INDIRECT | Active | Detailed Design (Class 2-1) | Engineering Management |  |  |  | 100 | 5000 |  | 02605203000D | Engineering deliverable: RFI Register <Deliv.>.
02 | 6 | 6 | 05 | 20 | 40 | 00 | D | Cross Discipline Design Change Requests | 026-05-2040-00-D | HR | NO | NO | n/a |  | INDIRECT | Active | Detailed Design (Class 2-1) | Engineering Management |  |  |  | 100 | 5000 |  | 02605204000D | Engineering deliverable: Cross Discipline Design Change Requests.
02 | 6 | 6 | 05 | 20 | 50 | 00 | D | Consolidated Discipline Deliverables List <Deliv.> | 026-05-2050-00-D | HR | NO | NO | n/a |  | INDIRECT | Active | Detailed Design (Class 2-1) | Engineering Management |  |  |  | 100 | 5000 |  | 02605205000D | Engineering deliverable: Consolidated Discipline Deliverables List <Deliv.>.
02 | 6 | 6 | 05 | 30 | 00 | 00 | D | EPC Planning | 026-05-3000-00-D | LS | NO | NO | n/a |  | INDIRECT | Active | Detailed Design (Class 2-1) | Engineering Management |  |  |  | 100 | 5000 |  | 02605300000D | Summary of EPC Planning engineering deliverables.
02 | 6 | 6 | 05 | 30 | 10 | 00 | D | Construction Work Package Input Files <Deliv.> | 026-05-3010-00-D | HR | NO | NO | n/a |  | INDIRECT | Active | Detailed Design (Class 2-1) | Engineering Management |  |  |  | 100 | 5000 |  | 02605301000D | Engineering deliverable: Construction Work Package Input Files <Deliv.>.
02 | 6 | 6 | 05 | 30 | 20 | 00 | D | Engineering Requirements for Installation Work Packages <Deliv.> | 026-05-3020-00-D | HR | NO | NO | n/a |  | INDIRECT | Active | Detailed Design (Class 2-1) | Engineering Management |  |  |  | 100 | 5000 |  | 02605302000D | Engineering deliverable: Engineering Requirements for Installation Work Packages <Deliv.>.
02 | 6 | 6 | 05 | 30 | 40 | 00 | D | Systemization & Sub-system Breakdown <Deliv.> | 026-05-3040-00-D | HR | NO | NO | n/a |  | INDIRECT | Active | Detailed Design (Class 2-1) | Engineering Management |  |  |  | 100 | 5000 |  | 02605304000D | Engineering deliverable: Systemization & Sub-system Breakdown <Deliv.>.
02 | 6 | 6 | 05 | 35 | 00 | 00 | D | Interface Management | 026-05-3500-00-D | HR | NO | NO | n/a |  | INDIRECT | Active | Detailed Design (Class 2-1) | Engineering Management |  |  |  | 100 | 5000 |  | 02605350000D | Summary of Interface Management engineering deliverables.
02 | 6 | 6 | 05 | 35 | 10 | 00 | D | Interface Management Plan <Deliv.> | 026-05-3510-00-D | HR | NO | NO | n/a |  | INDIRECT | Active | Detailed Design (Class 2-1) | Engineering Management |  |  |  | 100 | 5000 |  | 02605351000D | Engineering deliverable: Interface Management Plan <Deliv.>.
02 | 6 | 6 | 05 | 35 | 20 | 00 | D | Battery Limits Definitions <Deliv.> | 026-05-3520-00-D | HR | NO | NO | n/a |  | INDIRECT | Active | Detailed Design (Class 2-1) | Engineering Management |  |  |  | 100 | 5000 |  | 02605352000D | Engineering deliverable: Battery Limits Definitions <Deliv.>.
02 | 6 | 6 | 05 | 35 | 30 | 00 | D | External Stakeholder Interface <Deliv.> | 026-05-3530-00-D | HR | NO | NO | n/a |  | INDIRECT | Active | Detailed Design (Class 2-1) | Engineering Management |  |  |  | 100 | 5000 |  | 02605353000D | Engineering deliverable: External Stakeholder Interface <Deliv.>.
02 | 6 | 6 | 05 | 35 | 40 | 00 | D | Interface Register <Deliv.> | 026-05-3540-00-D | HR | NO | NO | n/a |  | INDIRECT | Active | Detailed Design (Class 2-1) | Engineering Management |  |  |  | 100 | 5000 |  | 02605354000D | Engineering deliverable: Interface Register <Deliv.>.
02 | 6 | 6 | 05 | 35 | 50 | 00 | D | Interface Control Documents <Deliv.> | 026-05-3550-00-D | HR | NO | NO | n/a |  | INDIRECT | Active | Detailed Design (Class 2-1) | Engineering Management |  |  |  | 100 | 5000 |  | 02605355000D | Engineering deliverable: Interface Control Documents <Deliv.>.
02 | 6 | 6 | 05 | 35 | 60 | 00 | D | Interface Meeting Minutes & Action Logs | 026-05-3560-00-D | HR | NO | NO | n/a |  | INDIRECT | Active | Detailed Design (Class 2-1) | Engineering Management |  |  |  |  | 5000 |  | 02605356000D | Engineering deliverable: Interface Meeting Minutes & Action Logs.
02 | 6 | 6 | 05 | 35 | 70 | 00 | D | Vendor Engineering Interface Sheets <Deliv.> | 026-05-3570-00-D | LS | NO | NO | n/a |  | INDIRECT | Active | Detailed Design (Class 2-1) | Engineering Management |  |  |  |  | 5000 |  | 02605357000D | Engineering deliverable: Vendor Engineering Interface Sheets <Deliv.>.
02 | 6 | 6 | 05 | 35 | 80 | 00 | D | Contractor / Package Boundary Diagrams | 026-05-3580-00-D | HR | NO | NO | n/a |  | INDIRECT | Active | Detailed Design (Class 2-1) | Engineering Management |  |  |  | 100 | 5000 |  | 02605358000D | Engineering deliverable: Contractor / Package Boundary Diagrams.
02 | 6 | 6 | 05 | 45 | 00 | 00 | D | Procurement Plan | 026-05-4500-00-D | HR | NO | NO | n/a |  | INDIRECT | Active | Detailed Design (Class 2-1) | Engineering Management |  |  |  | 100 | 5000 |  | 02605450000D | Summary of Procurement Plan engineering deliverables.
02 | 6 | 6 | 05 | 45 | 50 | 00 | D | Approved Vendor List <Deliv.> | 026-05-4550-00-D | HR | NO | NO | n/a |  | INDIRECT | Active | Detailed Design (Class 2-1) | Engineering Management |  |  |  | 100 | 5000 |  | 02605455000D | Engineering deliverable: Approved Vendor List <Deliv.>.
02 | 6 | 6 | 05 | 45 | 55 | 00 | D | RFQ Packages (Technical) <Deliv.> | 026-05-4555-00-D | HR | NO | NO | n/a |  | INDIRECT | Active | Detailed Design (Class 2-1) | Engineering Management |  |  |  | 100 | 5000 |  | 02605455500D | Engineering deliverable: RFQ Packages (Technical) <Deliv.>.
02 | 6 | 6 | 05 | 45 | 60 | 00 | D | Technical Bid Evaluations <Deliv.> | 026-05-4560-00-D | HR | NO | NO | n/a |  | INDIRECT | Active | Detailed Design (Class 2-1) | Engineering Management |  |  |  | 100 | 5000 |  | 02605456000D | Engineering deliverable: Technical Bid Evaluations <Deliv.>.
02 | 6 | 6 | 05 | 45 | 65 | 00 | D | Vendor Document Requirements List | 026-05-4565-00-D | HR | NO | NO | n/a |  | INDIRECT | Active | Detailed Design (Class 2-1) | Engineering Management |  |  |  | 100 | 5000 |  | 02605456500D | Engineering deliverable: Vendor Document Requirements List.
02 | 6 | 6 | 05 | 45 | 70 | 00 | D | Inspection & Test Plans <Deliv.> | 026-05-4570-00-D | HR | NO | NO | n/a |  | INDIRECT | Active | Detailed Design (Class 2-1) | Engineering Management |  |  |  | 100 | 5000 |  | 02605457000D | Engineering deliverable: Inspection & Test Plans <Deliv.>.
02 | 6 | 6 | 05 | 45 | 75 | 00 | D | Vendor Data Integration & Review Records | 026-05-4575-00-D | HR | NO | NO | n/a |  | INDIRECT | Active | Detailed Design (Class 2-1) | Engineering Management |  |  |  | 100 | 5000 |  | 02605457500D | Engineering deliverable: Vendor Data Integration & Review Records.
02 | 6 | 6 | 05 | 50 | 00 | 00 | D | Quality | 026-05-5000-00-D | HR | NO | NO | n/a |  | INDIRECT | Active | Detailed Design (Class 2-1) | Engineering Management |  |  |  | 100 | 5000 |  | 02605500000D | Summary of Quality engineering deliverables.
02 | 6 | 6 | 05 | 50 | 10 | 00 | D | Design Quality Plans <Deliv.> | 026-05-5010-00-D | HR | NO | NO | n/a |  | INDIRECT | Active | Detailed Design (Class 2-1) | Engineering Management |  |  |  | 100 | 5000 |  | 02605501000D | Engineering deliverable: Design Quality Plans <Deliv.>.
02 | 6 | 6 | 05 | 50 | 20 | 00 | D | Design Verification & Validation Plan <Deliv.> | 026-05-5020-00-D | HR | NO | NO | n/a |  | INDIRECT | Active | Detailed Design (Class 2-1) | Engineering Management |  |  |  | 100 | 5000 |  | 02605502000D | Engineering deliverable: Design Verification & Validation Plan <Deliv.>.
02 | 6 | 6 | 05 | 50 | 30 | 00 | D | Design Review Procedure <Deliv.> | 026-05-5030-00-D | HR | NO | NO | n/a |  | INDIRECT | Active | Detailed Design (Class 2-1) | Engineering Management |  |  |  | 100 | 5000 |  | 02605503000D | Engineering deliverable: Design Review Procedure <Deliv.>.
02 | 6 | 6 | 05 | 55 | 00 | 00 | D | Technical Governance, Assurance & Compliance | 026-05-5500-00-D | HR | NO | NO | n/a |  | INDIRECT | Active | Detailed Design (Class 2-1) | Engineering Management |  |  |  | 100 | 5000 |  | 02605550000D | Summary of Technical Governance, Assurance & Compliance engineering deliverables.
02 | 6 | 6 | 05 | 55 | 10 | 00 | D | Technical Assurance Plan <Deliv.> | 026-05-5510-00-D | HR | NO | NO | n/a |  | INDIRECT | Active | Detailed Design (Class 2-1) | Engineering Management |  |  |  | 100 | 5000 |  | 02605551000D | Engineering deliverable: Technical Assurance Plan <Deliv.>.
02 | 6 | 6 | 05 | 55 | 20 | 00 | D | Constructability Review Reports <Deliv.> | 026-05-5520-00-D | HR | NO | NO | n/a |  | INDIRECT | Active | Detailed Design (Class 2-1) | Engineering Management |  |  |  | 100 | 5000 |  | 02605552000D | Engineering deliverable: Constructability Review Reports <Deliv.>.
02 | 6 | 6 | 05 | 55 | 30 | 00 | D | Operability & Maintainability Reports | 026-05-5530-00-D | HR | NO | NO | n/a |  | INDIRECT | Active | Detailed Design (Class 2-1) | Engineering Management |  |  |  | 100 | 5000 |  | 02605553000D | Engineering deliverable: Operability & Maintainability Reports.
02 | 6 | 6 | 05 | 55 | 40 | 00 | D | Code Compliance Reports <Deliv.> | 026-05-5540-00-D | HR | NO | NO | n/a |  | INDIRECT | Active | Detailed Design (Class 2-1) | Engineering Management |  |  |  | 100 | 5000 |  | 02605554000D | Engineering deliverable: Code Compliance Reports <Deliv.>.
02 | 6 | 6 | 05 | 55 | 50 | 00 | D | Design Change Control Procedure & Logs | 026-05-5550-00-D | HR | NO | NO | n/a |  | INDIRECT | Active | Detailed Design (Class 2-1) | Engineering Management |  |  |  | 100 | 5000 |  | 02605555000D | Engineering deliverable: Design Change Control Procedure & Logs.
02 | 6 | 6 | 05 | 60 | 00 | 00 | D | Project Controls | 026-05-6000-00-D | HR | NO | NO | n/a |  | INDIRECT | Active | Detailed Design (Class 2-1) | Engineering Management |  |  |  | 100 | 5000 |  | 02605600000D | Summary of Project Controls engineering deliverables.
02 | 6 | 6 | 05 | 60 | 10 | 00 | D | Cost Management | 026-05-6010-00-D | HR | NO | NO | n/a |  | INDIRECT | Active | Detailed Design (Class 2-1) | Engineering Management |  |  |  | 100 | 5000 |  | 02605601000D | Summary of Cost Management engineering deliverables.
02 | 6 | 6 | 05 | 60 | 10 | 10 | D | Cost Estimate <Deliv.> | 026-05-6010-10-D | HR | NO | NO | n/a |  | INDIRECT | Active | Detailed Design (Class 2-1) | Engineering Management |  |  |  | 100 | 5000 |  | 02605601010D | Engineering deliverable: Cost Estimate <Deliv.>.
02 | 6 | 6 | 05 | 60 | 10 | 20 | D | Estimate Basis <Deliv.> | 026-05-6010-20-D | LS | NO | NO | n/a |  | INDIRECT | Active | Detailed Design (Class 2-1) | Engineering Management |  |  |  | 100 | 5000 |  | 02605601020D | Engineering deliverable: Estimate Basis <Deliv.>.
02 | 6 | 6 | 05 | 60 | 10 | 30 | D | Cost Breakdown Structure | 026-05-6010-30-D | HR | NO | NO | n/a |  | INDIRECT | Active | Detailed Design (Class 2-1) | Engineering Management |  |  |  | 100 | 5000 |  | 02605601030D | Engineering deliverable: Cost Breakdown Structure.
02 | 6 | 6 | 05 | 60 | 10 | 40 | D | Control Budget / Baseline <Deliv.> | 026-05-6010-40-D | HR | NO | NO | n/a |  | INDIRECT | Active | Detailed Design (Class 2-1) | Engineering Management |  |  |  | 100 | 5000 |  | 02605601040D | Engineering deliverable: Control Budget / Baseline <Deliv.>.
02 | 6 | 6 | 05 | 60 | 10 | 50 | D | Spend Profiles & Cash Flow <Deliv.> | 026-05-6010-50-D | HR | NO | NO | n/a |  | INDIRECT | Active | Detailed Design (Class 2-1) | Engineering Management |  |  |  | 100 | 5000 |  | 02605601050D | Engineering deliverable: Spend Profiles & Cash Flow <Deliv.>.
02 | 6 | 6 | 05 | 60 | 10 | 60 | D | Progress & Performance Measurement <Deliv.> | 026-05-6010-60-D | HR | NO | NO | n/a |  | INDIRECT | Active | Detailed Design (Class 2-1) | Engineering Management |  |  |  | 100 | 5000 |  | 02605601060D | Engineering deliverable: Progress & Performance Measurement <Deliv.>.
02 | 6 | 6 | 05 | 60 | 10 | 70 | D | Contingency Management Plan <Deliv.> | 026-05-6010-70-D | HR | NO | NO | n/a |  | INDIRECT | Active | Detailed Design (Class 2-1) | Engineering Management |  |  |  | 100 | 5000 |  | 02605601070D | Engineering deliverable: Contingency Management Plan <Deliv.>.
02 | 6 | 6 | 05 | 60 | 12 | 00 | D | Change Management | 026-05-6012-00-D | HR | NO | NO | n/a |  | INDIRECT | Active | Detailed Design (Class 2-1) | Engineering Management |  |  |  | 100 | 5000 |  | 02605601200D | Summary of Change Management engineering deliverables.
02 | 6 | 6 | 05 | 60 | 12 | 10 | D | Change Management Plan <Deliv.> | 026-05-6012-10-D | HR | NO | NO | n/a |  | INDIRECT | Active | Detailed Design (Class 2-1) | Engineering Management |  |  |  | 100 | 5000 |  | 02605601210D | Engineering deliverable: Change Management Plan <Deliv.>.
02 | 6 | 6 | 05 | 60 | 12 | 20 | D | Change Log <Deliv.> | 026-05-6012-20-D | HR | NO | NO | n/a |  | INDIRECT | Active | Detailed Design (Class 2-1) | Engineering Management |  |  |  | 100 | 5000 |  | 02605601220D | Engineering deliverable: Change Log <Deliv.>.
02 | 6 | 6 | 05 | 60 | 15 | 00 | D | Contracting & Procurement Controls | 026-05-6015-00-D | HR | NO | NO | n/a |  | INDIRECT | Active | Detailed Design (Class 2-1) | Engineering Management |  |  |  | 100 | 5000 |  | 02605601500D | Summary of Contracting & Procurement Controls engineering deliverables.
02 | 6 | 6 | 05 | 60 | 15 | 10 | D | Vendor Controls Requirements | 026-05-6015-10-D | HR | NO | NO | n/a |  | INDIRECT | Active | Detailed Design (Class 2-1) | Engineering Management |  |  |  | 100 | 5000 |  | 02605601510D | Engineering deliverable: Vendor Controls Requirements.
02 | 6 | 6 | 05 | 60 | 15 | 20 | D | Vendor Schedule <Deliv.> | 026-05-6015-20-D | HR | NO | NO | n/a |  | INDIRECT | Active | Detailed Design (Class 2-1) | Engineering Management |  |  |  | 100 | 5000 |  | 02605601520D | Engineering deliverable: Vendor Schedule <Deliv.>.
02 | 6 | 6 | 05 | 60 | 15 | 30 | D | Vendor Cost Reporting | 026-05-6015-30-D | HR | NO | NO | n/a |  | INDIRECT | Active | Detailed Design (Class 2-1) | Engineering Management |  |  |  | 100 | 5000 |  | 02605601530D | Engineering deliverable: Vendor Cost Reporting.
02 | 6 | 6 | 05 | 60 | 15 | 40 | D | Vendor Cash Flow <Deliv.> | 026-05-6015-40-D | HR | NO | NO | n/a |  | INDIRECT | Active | Detailed Design (Class 2-1) | Engineering Management |  |  |  | 100 | 5000 |  | 02605601540D | Engineering deliverable: Vendor Cash Flow <Deliv.>.
02 | 6 | 6 | 05 | 60 | 15 | 50 | D | Vendor Monthly Reporting | 026-05-6015-50-D | HR | NO | NO | n/a |  | INDIRECT | Active | Detailed Design (Class 2-1) | Engineering Management |  |  |  | 100 | 5000 |  | 02605601550D | Engineering deliverable: Vendor Monthly Reporting.
02 | 6 | 6 | 05 | 60 | 20 | 00 | D | Planning & Scheduling | 026-05-6020-00-D | HR | NO | NO | n/a |  | INDIRECT | Active | Detailed Design (Class 2-1) | Engineering Management |  |  |  | 100 | 5000 |  | 02605602000D | Summary of Planning & Scheduling engineering deliverables.
02 | 6 | 6 | 05 | 60 | 20 | 10 | D | Integrated Schedule <Deliv.> | 026-05-6020-10-D | LS | NO | NO | n/a |  | INDIRECT | Active | Detailed Design (Class 2-1) | Engineering Management |  |  |  | 100 | 5000 |  | 02605602010D | Engineering deliverable: Integrated Schedule <Deliv.>.
02 | 6 | 6 | 05 | 60 | 20 | 20 | D | Schedule Basis Document <Deliv.> | 026-05-6020-20-D | HR | NO | NO | n/a |  | INDIRECT | Active | Detailed Design (Class 2-1) | Engineering Management |  |  |  | 100 | 5000 |  | 02605602020D | Engineering deliverable: Schedule Basis Document <Deliv.>.
02 | 6 | 6 | 05 | 60 | 20 | 30 | D | Milestone Register <Deliv.> | 026-05-6020-30-D | HR | NO | NO | n/a |  | INDIRECT | Active | Detailed Design (Class 2-1) | Engineering Management |  |  |  | 100 | 5000 |  | 02605602030D | Engineering deliverable: Milestone Register <Deliv.>.
02 | 6 | 6 | 05 | 60 | 20 | 40 | D | Schedule Change Requests | 026-05-6020-40-D | HR | NO | NO | n/a |  | INDIRECT | Active | Detailed Design (Class 2-1) | Engineering Management |  |  |  | 100 | 5000 |  | 02605602040D | Engineering deliverable: Schedule Change Requests.
02 | 6 | 6 | 05 | 60 | 20 | 50 | D | Staffing Plan & Resource Histogram <Deliv.> | 026-05-6020-50-D | HR | NO | NO | n/a |  | INDIRECT | Active | Detailed Design (Class 2-1) | Engineering Management |  |  |  | 100 | 5000 |  | 02605602050D | Engineering deliverable: Staffing Plan & Resource Histogram <Deliv.>.
02 | 6 | 6 | 05 | 60 | 25 | 00 | D | Progress & Performance | 026-05-6025-00-D | HR | NO | NO | n/a |  | INDIRECT | Active | Detailed Design (Class 2-1) | Engineering Management |  |  |  | 100 | 5000 |  | 02605602500D | Summary of Progress & Performance engineering deliverables.
02 | 6 | 6 | 05 | 60 | 25 | 10 | D | Progress & Measurement Procedure | 026-05-6025-10-D | HR | NO | NO | n/a |  | INDIRECT | Active | Detailed Design (Class 2-1) | Engineering Management |  |  |  | 100 | 5000 |  | 02605602510D | Engineering deliverable: Progress & Measurement Procedure.
02 | 6 | 6 | 05 | 60 | 25 | 20 | D | Rules of Credit <Deliv.> | 026-05-6025-20-D | HR | NO | NO | n/a |  | INDIRECT | Active | Detailed Design (Class 2-1) | Engineering Management |  |  |  | 100 | 5000 |  | 02605602520D | Engineering deliverable: Rules of Credit <Deliv.>.
02 | 6 | 6 | 05 | 60 | 25 | 30 | D | Progress Curves / S-curves <Deliv.> | 026-05-6025-30-D | HR | NO | NO | n/a |  | INDIRECT | Active | Detailed Design (Class 2-1) | Engineering Management |  |  |  | 100 | 5000 |  | 02605602530D | Engineering deliverable: Progress Curves / S-curves <Deliv.>.
02 | 6 | 6 | 05 | 60 | 25 | 40 | D | Man-hour Forecast / Resource Histogram <Deliv.> | 026-05-6025-40-D | HR | NO | NO | n/a |  | INDIRECT | Active | Detailed Design (Class 2-1) | Engineering Management |  |  |  | 100 | 5000 |  | 02605602540D | Engineering deliverable: Man-hour Forecast / Resource Histogram <Deliv.>.
02 | 6 | 6 | 05 | 60 | 30 | 00 | D | Reporting & Dashboards | 026-05-6030-00-D | HR | NO | NO | n/a |  | INDIRECT | Active | Detailed Design (Class 2-1) | Engineering Management |  |  |  | 100 | 5000 |  | 02605603000D | Summary of Reporting & Dashboards engineering deliverables.
02 | 6 | 6 | 05 | 60 | 30 | 10 | D | Monthly Progress Reports <Deliv.> | 026-05-6030-10-D | HR | NO | NO | n/a |  | INDIRECT | Active | Detailed Design (Class 2-1) | Engineering Management |  |  |  | 100 | 5000 |  | 02605603010D | Engineering deliverable: Monthly Progress Reports <Deliv.>.
02 | 6 | 6 | 05 | 60 | 30 | 20 | D | KPIs <Deliv.> | 026-05-6030-20-D | HR | NO | NO | n/a |  | INDIRECT | Active | Detailed Design (Class 2-1) | Engineering Management |  |  |  | 100 | 5000 |  | 02605603020D | Engineering deliverable: KPIs <Deliv.>.
02 | 6 | 6 | 05 | 60 | 30 | 30 | D | Dashboards <Deliv.> | 026-05-6030-30-D | HR | NO | NO | n/a |  | INDIRECT | Active | Detailed Design (Class 2-1) | Engineering Management |  |  |  | 100 | 5000 |  | 02605603030D | Engineering deliverable: Dashboards <Deliv.>.
02 | 6 | 6 | 05 | 60 | 35 | 00 | D | Risk Management | 026-05-6035-00-D | LS | NO | NO | n/a |  | INDIRECT | Active | Detailed Design (Class 2-1) | Engineering Management |  |  |  | 100 | 5000 |  | 02605603500D | Summary of Risk Management engineering deliverables.
02 | 6 | 6 | 05 | 60 | 35 | 10 | D | Risk Management Plan <Deliv.> | 026-05-6035-10-D | HR | NO | NO | n/a |  | INDIRECT | Active | Detailed Design (Class 2-1) | Engineering Management |  |  |  | 100 | 5000 |  | 02605603510D | Engineering deliverable: Risk Management Plan <Deliv.>.
02 | 6 | 6 | 05 | 60 | 35 | 20 | D | Engineering Risk Register <Deliv.> | 026-05-6035-20-D | HR | NO | NO | n/a |  | INDIRECT | Active | Detailed Design (Class 2-1) | Engineering Management |  |  |  | 100 | 5000 |  | 02605603520D | Engineering deliverable: Engineering Risk Register <Deliv.>.
02 | 6 | 6 | 05 | 60 | 35 | 30 | D | Engineering Issue & Action Log <Deliv.> | 026-05-6035-30-D | HR | NO | NO | n/a |  | INDIRECT | Active | Detailed Design (Class 2-1) | Engineering Management |  |  |  | 100 | 5000 |  | 02605603530D | Engineering deliverable: Engineering Issue & Action Log <Deliv.>.
02 | 6 | 6 | 05 | 60 | 35 | 40 | D | Change Management Procedure <Deliv.> | 026-05-6035-40-D | HR | NO | NO | n/a |  | INDIRECT | Active | Detailed Design (Class 2-1) | Engineering Management |  |  |  | 100 | 5000 |  | 02605603540D | Engineering deliverable: Change Management Procedure <Deliv.>.
02 | 6 | 6 | 05 | 60 | 35 | 50 | D | Design Change Register <Deliv.> | 026-05-6035-50-D | HR | NO | NO | n/a |  | INDIRECT | Active | Detailed Design (Class 2-1) | Engineering Management |  |  |  | 100 | 5000 |  | 02605603550D | Engineering deliverable: Design Change Register <Deliv.>.
02 | 6 | 6 | 10 | 00 | 00 | 00 | D | Process Engineering | 026-10-0000-00-D | HR | NO | NO | n/a |  | INDIRECT | Active | Detailed Design (Class 2-1) | Process Engineering |  |  |  | 100 | 5000 |  | 02610000000D | Summary of Process Engineering engineering deliverables.
02 | 6 | 6 | 10 | 10 | 00 | 00 | D | Design Basis / Narratives | 026-10-1000-00-D | HR | NO | NO | n/a |  | INDIRECT | Active | Detailed Design (Class 2-1) | Process Engineering |  |  |  | 100 | 5000 |  | 02610100000D | Summary of Design Basis / Narratives engineering deliverables.
02 | 6 | 6 | 10 | 10 | 10 | 00 | D | Process Basis of Design <Deliv.> | 026-10-1010-00-D | HR | NO | NO | n/a |  | INDIRECT | Active | Detailed Design (Class 2-1) | Process Engineering |  |  |  | 100 | 5000 |  | 02610101000D | Engineering deliverable: Process Basis of Design <Deliv.>.
02 | 6 | 6 | 10 | 10 | 40 | 00 | D | Verified Fluid Properties & Operating Envelopes <Deliv.> | 026-10-1040-00-D | LS | NO | NO | n/a |  | INDIRECT | Active | Detailed Design (Class 2-1) | Process Engineering |  |  |  |  | 5000 |  | 02610104000D | Engineering deliverable: Verified Fluid Properties & Operating Envelopes <Deliv.>.
02 | 6 | 6 | 10 | 15 | 00 | 00 | D | Calculations / Studies | 026-10-1500-00-D | HR | NO | NO | n/a |  | INDIRECT | Active | Detailed Design (Class 2-1) | Process Engineering |  |  |  | 100 | 5000 |  | 02610150000D | Summary of Calculations / Studies engineering deliverables.
02 | 6 | 6 | 10 | 15 | 10 | 00 | D | Process Simulations <Deliv.> | 026-10-1510-00-D | HR | NO | NO | n/a |  | INDIRECT | Active | Detailed Design (Class 2-1) | Process Engineering |  |  |  | 100 | 5000 |  | 02610151000D | Engineering deliverable: Process Simulations <Deliv.>.
02 | 6 | 6 | 10 | 15 | 25 | 00 | D | Utility Summaries <Deliv.> | 026-10-1525-00-D | LS | NO | NO | n/a |  | INDIRECT | Active | Detailed Design (Class 2-1) | Process Engineering |  |  |  |  | 5000 |  | 02610152500D | Engineering deliverable: Utility Summaries <Deliv.>.
02 | 6 | 6 | 10 | 15 | 30 | 00 | D | Emissions Estimates <Deliv.> | 026-10-1530-00-D | LS | NO | NO | n/a |  | INDIRECT | Active | Detailed Design (Class 2-1) | Process Engineering |  |  |  |  | 5000 |  | 02610153000D | Engineering deliverable: Emissions Estimates <Deliv.>.
02 | 6 | 6 | 10 | 15 | 35 | 00 | D | Detailed Hydraulics <Deliv.> | 026-10-1535-00-D | LS | NO | NO | n/a |  | INDIRECT | Active | Detailed Design (Class 2-1) | Process Engineering |  |  |  |  | 5000 |  | 02610153500D | Engineering deliverable: Detailed Hydraulics <Deliv.>.
02 | 6 | 6 | 10 | 15 | 40 | 00 | D | Dynamic Simulations <Deliv.> | 026-10-1540-00-D | LS | NO | NO | n/a |  | INDIRECT | Active | Detailed Design (Class 2-1) | Process Engineering |  |  |  | 100 | 5000 |  | 02610154000D | Engineering deliverable: Dynamic Simulations <Deliv.>.
02 | 6 | 6 | 10 | 15 | 45 | 00 | D | Final Heat & Material Balance <Deliv.> | 026-10-1545-00-D | HR | NO | NO | n/a |  | INDIRECT | Active | Detailed Design (Class 2-1) | Process Engineering |  |  |  | 100 | 5000 |  | 02610154500D | Engineering deliverable: Final Heat & Material Balance <Deliv.>.
02 | 6 | 6 | 10 | 15 | 50 | 00 | D | Final Utility System Sizing <Deliv.> | 026-10-1550-00-D | HR | NO | NO | n/a |  | INDIRECT | Active | Detailed Design (Class 2-1) | Process Engineering |  |  |  | 100 | 5000 |  | 02610155000D | Engineering deliverable: Final Utility System Sizing <Deliv.>.
02 | 6 | 6 | 10 | 15 | 55 | 00 | D | Heat Transfer / Thermal Checks <Deliv.> | 026-10-1555-00-D | HR | NO | NO | n/a |  | INDIRECT | Active | Detailed Design (Class 2-1) | Process Engineering |  |  |  | 100 | 5000 |  | 02610155500D | Engineering deliverable: Heat Transfer / Thermal Checks <Deliv.>.
02 | 6 | 6 | 10 | 15 | 60 | 00 | D | Relief Device Sizing <Deliv.> | 026-10-1560-00-D | HR | NO | NO | n/a |  | INDIRECT | Active | Detailed Design (Class 2-1) | Process Engineering |  |  |  | 100 | 5000 |  | 02610156000D | Engineering deliverable: Relief Device Sizing <Deliv.>.
02 | 6 | 6 | 10 | 20 | 00 | 00 | D | Data & Lists | 026-10-2000-00-D | HR | NO | NO | n/a |  | INDIRECT | Active | Detailed Design (Class 2-1) | Process Engineering |  |  |  | 100 | 5000 |  | 02610200000D | Summary of Data & Lists engineering deliverables.
02 | 6 | 6 | 10 | 20 | 05 | 00 | D | Line List <Deliv.> | 026-10-2005-00-D | HR | NO | NO | n/a |  | INDIRECT | Active | Detailed Design (Class 2-1) | Process Engineering |  |  |  | 100 | 5000 |  | 02610200500D | Engineering deliverable: Line List <Deliv.>.
02 | 6 | 6 | 10 | 20 | 10 | 00 | D | Relief Device List and Datasheets <Deliv.> | 026-10-2010-00-D | HR | NO | NO | n/a |  | INDIRECT | Active | Detailed Design (Class 2-1) | Process Engineering |  |  |  | 100 | 5000 |  | 02610201000D | Engineering deliverable: Relief Device List and Datasheets <Deliv.>.
02 | 6 | 6 | 10 | 20 | 15 | 00 | D | Equipment Process Datasheets <Deliv.> | 026-10-2015-00-D | HR | NO | NO | n/a |  | INDIRECT | Active | Detailed Design (Class 2-1) | Process Engineering |  |  |  | 100 | 5000 |  | 02610201500D | Engineering deliverable: Equipment Process Datasheets <Deliv.>.
02 | 6 | 6 | 10 | 20 | 20 | 00 | D | Instrument Process Datasheets <Deliv.> | 026-10-2020-00-D | HR | NO | NO | n/a |  | INDIRECT | Active | Detailed Design (Class 2-1) | Process Engineering |  |  |  | 100 | 5000 |  | 02610202000D | Engineering deliverable: Instrument Process Datasheets <Deliv.>.
02 | 6 | 6 | 10 | 20 | 25 | 00 | D | Design Pressure & Temp Summary <Deliv.> | 026-10-2025-00-D | HR | NO | NO | n/a |  | INDIRECT | Active | Detailed Design (Class 2-1) | Process Engineering |  |  |  | 100 | 5000 |  | 02610202500D | Engineering deliverable: Design Pressure & Temp Summary <Deliv.>.
02 | 6 | 6 | 10 | 20 | 30 | 00 | D | Process Operating Conditions Matrix <Deliv.> | 026-10-2030-00-D | HR | NO | NO | n/a |  | INDIRECT | Active | Detailed Design (Class 2-1) | Process Engineering |  |  |  | 100 | 5000 |  | 02610203000D | Engineering deliverable: Process Operating Conditions Matrix <Deliv.>.
02 | 6 | 6 | 10 | 20 | 35 | 00 | D | Setpoint and Alarm Summary <Deliv.> | 026-10-2035-00-D | HR | NO | NO | n/a |  | INDIRECT | Active | Detailed Design (Class 2-1) | Process Engineering |  |  |  | 100 | 5000 |  | 02610203500D | Engineering deliverable: Setpoint and Alarm Summary <Deliv.>.
02 | 6 | 6 | 10 | 30 | 00 | 00 | D | Drawings / MTOs | 026-10-3000-00-D | LS | NO | NO | n/a |  | INDIRECT | Active | Detailed Design (Class 2-1) | Process Engineering |  |  |  |  | 5000 |  | 02610300000D | Summary of Drawings / MTOs engineering deliverables.
02 | 6 | 6 | 10 | 30 | 10 | 00 | D | Process Flow Diagrams (PFDs) <Deliv.> | 026-10-3010-00-D | LS | NO | NO | n/a |  | INDIRECT | Active | Detailed Design (Class 2-1) | Process Engineering |  |  |  |  | 5000 |  | 02610301000D | Engineering deliverable: Process Flow Diagrams (PFDs) <Deliv.>.
02 | 6 | 6 | 10 | 30 | 20 | 00 | D | P&IDs – final design <Deliv.> | 026-10-3020-00-D | LS | NO | NO | n/a |  | INDIRECT | Active | Detailed Design (Class 2-1) | Process Engineering |  |  |  |  | 5000 |  | 02610302000D | Engineering deliverable: P&IDs – final design <Deliv.>.
02 | 6 | 6 | 10 | 30 | 30 | 00 | D | Cause & Effect Matrices <Deliv.> | 026-10-3030-00-D | EA | NO | NO | n/a |  | INDIRECT | Active | Detailed Design (Class 2-1) | Process Engineering |  |  |  |  | 5000 |  | 02610303000D | Engineering deliverable: Cause & Effect Matrices <Deliv.>.
02 | 6 | 6 | 10 | 30 | 40 | 00 | D | Final Process Datasheets <Deliv.> | 026-10-3040-00-D | LS | NO | NO | n/a |  | INDIRECT | Active | Detailed Design (Class 2-1) | Process Engineering |  |  |  |  | 5000 |  | 02610304000D | Engineering deliverable: Final Process Datasheets <Deliv.>.
02 | 6 | 6 | 15 | 00 | 00 | 00 | D | Safety / Loss Prevention Engineering | 026-15-0000-00-D | HR | NO | NO | n/a |  | INDIRECT | Active | Detailed Design (Class 2-1) | Safety / Loss Prevention Engineering |  |  |  | 100 | 5000 |  | 02615000000D | Summary of Safety / Loss Prevention Engineering engineering deliverables.
02 | 6 | 6 | 15 | 10 | 00 | 00 | D | Design Basis / Narratives | 026-15-1000-00-D | HR | NO | NO | n/a |  | INDIRECT | Active | Detailed Design (Class 2-1) | Safety / Loss Prevention Engineering |  |  |  | 100 | 5000 |  | 02615100000D | Summary of Design Basis / Narratives engineering deliverables.
02 | 6 | 6 | 15 | 10 | 10 | 00 | D | Safety Basis of Design <Deliv.> | 026-15-1010-00-D | HR | NO | NO | n/a |  | INDIRECT | Active | Detailed Design (Class 2-1) | Safety / Loss Prevention Engineering |  |  |  | 100 | 5000 |  | 02615101000D | Engineering deliverable: Safety Basis of Design <Deliv.>.
02 | 6 | 6 | 15 | 10 | 15 | 00 | D | Risk Assessment (HAZID ENVID) <Deliv.> | 026-15-1015-00-D | LS | NO | NO | n/a |  | INDIRECT | Active | Detailed Design (Class 2-1) | Safety / Loss Prevention Engineering |  |  |  |  | 5000 |  | 02615101500D | Engineering deliverable: Risk Assessment (HAZID ENVID) <Deliv.>.
02 | 6 | 6 | 15 | 10 | 20 | 00 | D | Process Safety Basis of Design <Deliv.> | 026-15-1020-00-D | LS | NO | NO | n/a |  | INDIRECT | Active | Detailed Design (Class 2-1) | Safety / Loss Prevention Engineering |  |  |  |  | 5000 |  | 02615102000D | Engineering deliverable: Process Safety Basis of Design <Deliv.>.
02 | 6 | 6 | 15 | 10 | 25 | 00 | D | HAZOP Close-out Actions & Resolutions <Deliv.> | 026-15-1025-00-D | HR | NO | NO | n/a |  | INDIRECT | Active | Detailed Design (Class 2-1) | Safety / Loss Prevention Engineering |  |  |  | 100 | 5000 |  | 02615102500D | Engineering deliverable: HAZOP Close-out Actions & Resolutions <Deliv.>.
02 | 6 | 6 | 15 | 10 | 30 | 00 | D | Fireproofing Philosophy <Deliv.> | 026-15-1030-00-D | LS | NO | NO | n/a |  | INDIRECT | Active | Detailed Design (Class 2-1) | Safety / Loss Prevention Engineering |  |  |  | 100 | 5000 |  | 02615103000D | Engineering deliverable: Fireproofing Philosophy <Deliv.>.
02 | 6 | 6 | 15 | 10 | 50 | 00 | D | Process Safeguarding Philosophy <Deliv.> | 026-15-1050-00-D | LS | NO | NO | n/a |  | INDIRECT | Active | Detailed Design (Class 2-1) | Safety / Loss Prevention Engineering |  |  |  |  | 5000 |  | 02615105000D | Engineering deliverable: Process Safeguarding Philosophy <Deliv.>.
02 | 6 | 6 | 15 | 15 | 00 | 00 | D | Calculations / Studies | 026-15-1500-00-D | HR | NO | NO | n/a |  | INDIRECT | Active | Detailed Design (Class 2-1) | Safety / Loss Prevention Engineering |  |  |  | 100 | 5000 |  | 02615150000D | Summary of Calculations / Studies engineering deliverables.
02 | 6 | 6 | 15 | 15 | 30 | 00 | D | Noise Mapping & Mitigation Design <Deliv.> | 026-15-1530-00-D | HR | NO | NO | n/a |  | INDIRECT | Active | Detailed Design (Class 2-1) | Safety / Loss Prevention Engineering |  |  |  | 100 | 5000 |  | 02615153000D | Engineering deliverable: Noise Mapping & Mitigation Design <Deliv.>.
02 | 6 | 6 | 15 | 15 | 35 | 00 | D | Egress/Time-to-Evacuate Analysis <Deliv.> | 026-15-1535-00-D | HR | NO | NO | n/a |  | INDIRECT | Active | Detailed Design (Class 2-1) | Safety / Loss Prevention Engineering |  |  |  | 100 | 5000 |  | 02615153500D | Engineering deliverable: Egress/Time-to-Evacuate Analysis <Deliv.>.
02 | 6 | 6 | 15 | 15 | 40 | 00 | D | Explosion/Overpressure & Venting Assessments <Deliv.> | 026-15-1540-00-D | HR | NO | NO | n/a |  | INDIRECT | Active | Detailed Design (Class 2-1) | Safety / Loss Prevention Engineering |  |  |  | 100 | 5000 |  | 02615154000D | Engineering deliverable: Explosion/Overpressure & Venting Assessments <Deliv.>.
02 | 6 | 6 | 15 | 20 | 00 | 00 | D | Data & Lists | 026-15-2000-00-D | HR | NO | NO | n/a |  | INDIRECT | Active | Detailed Design (Class 2-1) | Safety / Loss Prevention Engineering |  |  |  | 100 | 5000 |  | 02615200000D | Summary of Data & Lists engineering deliverables.
02 | 6 | 6 | 15 | 20 | 20 | 00 | D | Specifications <Deliv.> | 026-15-2020-00-D | HR | NO | NO | n/a |  | INDIRECT | Active | Detailed Design (Class 2-1) | Safety / Loss Prevention Engineering |  |  |  | 100 | 5000 |  | 02615202000D | Engineering deliverable: Specifications <Deliv.>.
02 | 6 | 6 | 15 | 30 | 00 | 00 | D | Drawings / MTOs | 026-15-3000-00-D | LS | NO | NO | n/a |  | INDIRECT | Active | Detailed Design (Class 2-1) | Safety / Loss Prevention Engineering |  |  |  |  | 5000 |  | 02615300000D | Summary of Drawings / MTOs engineering deliverables.
02 | 6 | 6 | 15 | 30 | 20 | 00 | D | Firewater System P&IDs & Demand/Hydraulic Calculation <Deliv.> | 026-15-3020-00-D | LS | NO | NO | n/a |  | INDIRECT | Active | Detailed Design (Class 2-1) | Safety / Loss Prevention Engineering |  |  |  |  | 5000 |  | 02615302000D | Engineering deliverable: Firewater System P&IDs & Demand/Hydraulic Calculation <Deliv.>.
02 | 6 | 6 | 15 | 30 | 25 | 00 | D | Firewater Network Layout & Hydrant/Monitor Locations <Deliv.> | 026-15-3025-00-D | LS | NO | NO | n/a |  | INDIRECT | Active | Detailed Design (Class 2-1) | Safety / Loss Prevention Engineering |  |  |  |  | 5000 |  | 02615302500D | Engineering deliverable: Firewater Network Layout & Hydrant/Monitor Locations <Deliv.>.
02 | 6 | 6 | 15 | 30 | 30 | 00 | D | Fire & Gas Detector Layout and Coverage Assessment <Deliv.> | 026-15-3030-00-D | LS | NO | NO | n/a |  | INDIRECT | Active | Detailed Design (Class 2-1) | Safety / Loss Prevention Engineering |  |  |  |  | 5000 |  | 02615303000D | Engineering deliverable: Fire & Gas Detector Layout and Coverage Assessment <Deliv.>.
02 | 6 | 6 | 15 | 30 | 40 | 00 | D | Safety Equipment Layout <Deliv.> | 026-15-3040-00-D | LS | NO | NO | n/a |  | INDIRECT | Active | Detailed Design (Class 2-1) | Safety / Loss Prevention Engineering |  |  |  |  | 5000 |  | 02615304000D | Engineering deliverable: Safety Equipment Layout <Deliv.>.
02 | 6 | 6 | 15 | 30 | 50 | 00 | D | Escape Route & Muster Area Drawings <Deliv.> | 026-15-3050-00-D | LS | NO | NO | n/a |  | INDIRECT | Active | Detailed Design (Class 2-1) | Safety / Loss Prevention Engineering |  |  |  |  | 5000 |  | 02615305000D | Engineering deliverable: Escape Route & Muster Area Drawings <Deliv.>.
02 | 6 | 6 | 20 | 00 | 00 | 00 | D | Environmental Engineering | 026-20-0000-00-D | HR | NO | NO | n/a |  | INDIRECT | Active | Detailed Design (Class 2-1) | Environmental Engineering |  |  |  | 100 | 5000 |  | 02620000000D | Summary of Environmental Engineering engineering deliverables.
02 | 6 | 6 | 20 | 10 | 00 | 00 | D | Design Basis / Narratives | 026-20-1000-00-D | HR | NO | NO | n/a |  | INDIRECT | Active | Detailed Design (Class 2-1) | Environmental Engineering |  |  |  | 100 | 5000 |  | 02620100000D | Summary of Design Basis / Narratives engineering deliverables.
02 | 6 | 6 | 20 | 10 | 10 | 00 | D | Environmental Basis of Design <Deliv.> | 026-20-1010-00-D | EA | NO | NO | n/a |  | INDIRECT | Active | Detailed Design (Class 2-1) | Environmental Engineering |  |  |  |  | 5000 |  | 02620101000D | Engineering deliverable: Environmental Basis of Design <Deliv.>.
02 | 6 | 6 | 20 | 10 | 25 | 00 | D | Environmental Management Plan <Deliv.> | 026-20-1025-00-D | HR | NO | NO | n/a |  | INDIRECT | Active | Detailed Design (Class 2-1) | Environmental Engineering |  |  |  | 100 | 5000 |  | 02620102500D | Engineering deliverable: Environmental Management Plan <Deliv.>.
02 | 6 | 6 | 20 | 10 | 30 | 00 | D | Final Environmental Criteria & Permit Conditions <Deliv.> | 026-20-1030-00-D | HR | NO | NO | n/a |  | INDIRECT | Active | Detailed Design (Class 2-1) | Environmental Engineering |  |  |  | 100 | 5000 |  | 02620103000D | Engineering deliverable: Final Environmental Criteria & Permit Conditions <Deliv.>.
02 | 6 | 6 | 20 | 15 | 00 | 00 | D | Calculations / Studies | 026-20-1500-00-D | HR | NO | NO | n/a |  | INDIRECT | Active | Detailed Design (Class 2-1) | Environmental Engineering |  |  |  | 100 | 5000 |  | 02620150000D | Summary of Calculations / Studies engineering deliverables.
02 | 6 | 6 | 20 | 15 | 25 | 00 | D | Spill Prevention & Response Plan <Deliv.> | 026-20-1525-00-D | HR | NO | NO | n/a |  | INDIRECT | Active | Detailed Design (Class 2-1) | Environmental Engineering |  |  |  | 100 | 5000 |  | 02620152500D | Engineering deliverable: Spill Prevention & Response Plan <Deliv.>.
02 | 6 | 6 | 20 | 15 | 30 | 00 | D | GHG/Energy Assessments <Deliv.> | 026-20-1530-00-D | HR | NO | NO | n/a |  | INDIRECT | Active | Detailed Design (Class 2-1) | Environmental Engineering |  |  |  | 100 | 5000 |  | 02620153000D | Engineering deliverable: GHG/Energy Assessments <Deliv.>.
02 | 6 | 6 | 20 | 15 | 35 | 00 | D | Hydrology/Hydraulics for Stormwater <Deliv.> | 026-20-1535-00-D | HR | NO | NO | n/a |  | INDIRECT | Active | Detailed Design (Class 2-1) | Environmental Engineering |  |  |  | 100 | 5000 |  | 02620153500D | Engineering deliverable: Hydrology/Hydraulics for Stormwater <Deliv.>.
02 | 6 | 6 | 20 | 15 | 40 | 00 | D | Water Quality Mass Balances <Deliv.> | 026-20-1540-00-D | LS | NO | NO | n/a |  | INDIRECT | Active | Detailed Design (Class 2-1) | Environmental Engineering |  |  |  | 100 | 5000 |  | 02620154000D | Engineering deliverable: Water Quality Mass Balances <Deliv.>.
02 | 6 | 6 | 20 | 20 | 00 | 00 | D | Data & Lists | 026-20-2000-00-D | HR | NO | NO | n/a |  | INDIRECT | Active | Detailed Design (Class 2-1) | Environmental Engineering |  |  |  | 100 | 5000 |  | 02620200000D | Summary of Data & Lists engineering deliverables.
02 | 6 | 6 | 20 | 20 | 40 | 00 | D | Noise/Vibration Compliance Design Inputs <Deliv.> | 026-20-2040-00-D | HR | NO | NO | n/a |  | INDIRECT | Active | Detailed Design (Class 2-1) | Environmental Engineering |  |  |  | 100 | 5000 |  | 02620204000D | Engineering deliverable: Noise/Vibration Compliance Design Inputs <Deliv.>.
02 | 6 | 6 | 20 | 30 | 00 | 00 | D | Drawings / MTOs | 026-20-3000-00-D | LS | NO | NO | n/a |  | INDIRECT | Active | Detailed Design (Class 2-1) | Environmental Engineering |  |  |  |  | 5000 |  | 02620300000D | Summary of Drawings / MTOs engineering deliverables.
02 | 6 | 6 | 20 | 30 | 10 | 00 | D | Environmental Monitoring Plan <Deliv.> | 026-20-3010-00-D | LS | NO | NO | n/a |  | INDIRECT | Active | Detailed Design (Class 2-1) | Environmental Engineering |  |  |  |  | 5000 |  | 02620301000D | Engineering deliverable: Environmental Monitoring Plan <Deliv.>.
02 | 6 | 6 | 20 | 30 | 15 | 00 | D | Final SWPPP & Erosion & Sediment Control Drawings <Deliv.> | 026-20-3015-00-D | LS | NO | NO | n/a |  | INDIRECT | Active | Detailed Design (Class 2-1) | Environmental Engineering |  |  |  |  | 5000 |  | 02620301500D | Engineering deliverable: Final SWPPP & Erosion & Sediment Control Drawings <Deliv.>.
02 | 6 | 6 | 20 | 30 | 20 | 00 | D | Permit Application Packages and Responses <Deliv.> | 026-20-3020-00-D | LS | NO | NO | n/a |  | INDIRECT | Active | Detailed Design (Class 2-1) | Environmental Engineering |  |  |  |  | 5000 |  | 02620302000D | Engineering deliverable: Permit Application Packages and Responses <Deliv.>.
02 | 6 | 6 | 25 | 00 | 00 | 00 | D | Civil / Structural Engineering | 026-25-0000-00-D | HR | NO | NO | n/a |  | INDIRECT | Active | Detailed Design (Class 2-1) | Civil / Structural Engineering |  |  |  | 100 | 5000 |  | 02625000000D | Summary of Civil / Structural Engineering engineering deliverables.
02 | 6 | 6 | 25 | 10 | 00 | 00 | D | Design Basis / Narratives | 026-25-1000-00-D | HR | NO | NO | n/a |  | INDIRECT | Active | Detailed Design (Class 2-1) | Civil / Structural Engineering |  |  |  | 100 | 5000 |  | 02625100000D | Summary of Design Basis / Narratives engineering deliverables.
02 | 6 | 6 | 25 | 10 | 10 | 00 | D | Civil / Structural Basis of Design <Deliv.> | 026-25-1010-00-D | EA | NO | NO | n/a |  | INDIRECT | Active | Detailed Design (Class 2-1) | Civil / Structural Engineering |  |  |  |  | 5000 |  | 02625101000D | Engineering deliverable: Civil / Structural Basis of Design <Deliv.>.
02 | 6 | 6 | 25 | 10 | 30 | 00 | D | Final Design Loads <Deliv.> | 026-25-1030-00-D | LS | NO | NO | n/a |  | INDIRECT | Active | Detailed Design (Class 2-1) | Civil / Structural Engineering |  |  |  |  | 5000 |  | 02625103000D | Engineering deliverable: Final Design Loads <Deliv.>.
02 | 6 | 6 | 25 | 15 | 00 | 00 | D | Calculations / Studies | 026-25-1500-00-D | HR | NO | NO | n/a |  | INDIRECT | Active | Detailed Design (Class 2-1) | Civil / Structural Engineering |  |  |  | 100 | 5000 |  | 02625150000D | Summary of Calculations / Studies engineering deliverables.
02 | 6 | 6 | 25 | 15 | 35 | 00 | D | Foundation Design Calculations <Deliv.> | 026-25-1535-00-D | HR | NO | NO | n/a |  | INDIRECT | Active | Detailed Design (Class 2-1) | Civil / Structural Engineering |  |  |  | 100 | 5000 |  | 02625153500D | Engineering deliverable: Foundation Design Calculations <Deliv.>.
02 | 6 | 6 | 25 | 15 | 40 | 00 | D | Structural Steel Analysis Models & Calc Reports <Deliv.> | 026-25-1540-00-D | HR | NO | NO | n/a |  | INDIRECT | Active | Detailed Design (Class 2-1) | Civil / Structural Engineering |  |  |  | 100 | 5000 |  | 02625154000D | Engineering deliverable: Structural Steel Analysis Models & Calc Reports <Deliv.>.
02 | 6 | 6 | 25 | 15 | 45 | 00 | D | Blast/Thermal/Fireproofing Structural Calculations <Deliv.> | 026-25-1545-00-D | HR | NO | NO | n/a |  | INDIRECT | Active | Detailed Design (Class 2-1) | Civil / Structural Engineering |  |  |  | 100 | 5000 |  | 02625154500D | Engineering deliverable: Blast/Thermal/Fireproofing Structural Calculations <Deliv.>.
02 | 6 | 6 | 25 | 15 | 50 | 00 | D | Final Stormwater Hydrology/Hydraulics <Deliv.> | 026-25-1550-00-D | HR | NO | NO | n/a |  | INDIRECT | Active | Detailed Design (Class 2-1) | Civil / Structural Engineering |  |  |  | 100 | 5000 |  | 02625155000D | Engineering deliverable: Final Stormwater Hydrology/Hydraulics <Deliv.>.
02 | 6 | 6 | 25 | 15 | 55 | 00 | D | Foundation Design <Deliv.> | 026-25-1555-00-D | HR | NO | NO | n/a |  | INDIRECT | Active | Detailed Design (Class 2-1) | Civil / Structural Engineering |  |  |  | 100 | 5000 |  | 02625155500D | Engineering deliverable: Foundation Design <Deliv.>.
02 | 6 | 6 | 25 | 15 | 60 | 00 | D | Member Design & Connection Design <Deliv.> | 026-25-1560-00-D | LS | NO | NO | n/a |  | INDIRECT | Active | Detailed Design (Class 2-1) | Civil / Structural Engineering |  |  |  | 100 | 5000 |  | 02625156000D | Engineering deliverable: Member Design & Connection Design <Deliv.>.
02 | 6 | 6 | 25 | 15 | 65 | 00 | D | Pavement Design <Deliv.> | 026-25-1565-00-D | HR | NO | NO | n/a |  | INDIRECT | Active | Detailed Design (Class 2-1) | Civil / Structural Engineering |  |  |  | 100 | 5000 |  | 02625156500D | Engineering deliverable: Pavement Design <Deliv.>.
02 | 6 | 6 | 25 | 15 | 70 | 00 | D | Retaining Wall/Earth Structures <Deliv.> | 026-25-1570-00-D | HR | NO | NO | n/a |  | INDIRECT | Active | Detailed Design (Class 2-1) | Civil / Structural Engineering |  |  |  | 100 | 5000 |  | 02625157000D | Engineering deliverable: Retaining Wall/Earth Structures <Deliv.>.
02 | 6 | 6 | 25 | 15 | 75 | 00 | D | Structural Analysis Models <Deliv.> | 026-25-1575-00-D | HR | NO | NO | n/a |  | INDIRECT | Active | Detailed Design (Class 2-1) | Civil / Structural Engineering |  |  |  | 100 | 5000 |  | 02625157500D | Engineering deliverable: Structural Analysis Models <Deliv.>.
02 | 6 | 6 | 25 | 15 | 80 | 00 | D | Temporary Works <Deliv.> | 026-25-1580-00-D | HR | NO | NO | n/a |  | INDIRECT | Active | Detailed Design (Class 2-1) | Civil / Structural Engineering |  |  |  | 100 | 5000 |  | 02625158000D | Engineering deliverable: Temporary Works <Deliv.>.
02 | 6 | 6 | 25 | 20 | 00 | 00 | D | Data & Lists | 026-25-2000-00-D | HR | NO | NO | n/a |  | INDIRECT | Active | Detailed Design (Class 2-1) | Civil / Structural Engineering |  |  |  | 100 | 5000 |  | 02625200000D | Summary of Data & Lists engineering deliverables.
02 | 6 | 6 | 25 | 20 | 10 | 00 | D | Rebar Schedules & Bending Lists <Deliv.> | 026-25-2010-00-D | HR | NO | NO | n/a |  | INDIRECT | Active | Detailed Design (Class 2-1) | Civil / Structural Engineering |  |  |  | 100 | 5000 |  | 02625201000D | Engineering deliverable: Rebar Schedules & Bending Lists <Deliv.>.
02 | 6 | 6 | 25 | 30 | 00 | 00 | D | Drawings / MTOs | 026-25-3000-00-D | LS | NO | NO | n/a |  | INDIRECT | Active | Detailed Design (Class 2-1) | Civil / Structural Engineering |  |  |  |  | 5000 |  | 02625300000D | Summary of Drawings / MTOs engineering deliverables.
02 | 6 | 6 | 25 | 30 | 10 | 00 | D | Earthworks/Grading Plans <Deliv.> | 026-25-3010-00-D | LS | NO | NO | n/a |  | INDIRECT | Active | Detailed Design (Class 2-1) | Civil / Structural Engineering |  |  |  |  | 5000 |  | 02625301000D | Engineering deliverable: Earthworks/Grading Plans <Deliv.>.
02 | 6 | 6 | 25 | 30 | 15 | 00 | D | Roads, paving and access details <Deliv.> | 026-25-3015-00-D | LS | NO | NO | n/a |  | INDIRECT | Active | Detailed Design (Class 2-1) | Civil / Structural Engineering |  |  |  |  | 5000 |  | 02625301500D | Engineering deliverable: Roads, paving and access details <Deliv.>.
02 | 6 | 6 | 25 | 30 | 20 | 00 | D | Trenches, pits and sumps details <Deliv.> | 026-25-3020-00-D | LS | NO | NO | n/a |  | INDIRECT | Active | Detailed Design (Class 2-1) | Civil / Structural Engineering |  |  |  |  | 5000 |  | 02625302000D | Engineering deliverable: Trenches, pits and sumps details <Deliv.>.
02 | 6 | 6 | 25 | 30 | 25 | 00 | D | Underground networks: drainage, oily water, sewer <Deliv.> | 026-25-3025-00-D | LS | NO | NO | n/a |  | INDIRECT | Active | Detailed Design (Class 2-1) | Civil / Structural Engineering |  |  |  |  | 5000 |  | 02625302500D | Engineering deliverable: Underground networks: drainage, oily water, sewer <Deliv.>.
02 | 6 | 6 | 25 | 30 | 30 | 00 | D | Structural GA Drawings <Deliv.> | 026-25-3030-00-D | LS | NO | NO | n/a |  | INDIRECT | Active | Detailed Design (Class 2-1) | Civil / Structural Engineering |  |  |  |  | 5000 |  | 02625303000D | Engineering deliverable: Structural GA Drawings <Deliv.>.
02 | 6 | 6 | 25 | 30 | 35 | 00 | D | Foundation Drawings <Deliv.> | 026-25-3035-00-D | LS | NO | NO | n/a |  | INDIRECT | Active | Detailed Design (Class 2-1) | Civil / Structural Engineering |  |  |  |  | 5000 |  | 02625303500D | Engineering deliverable: Foundation Drawings <Deliv.>.
02 | 6 | 6 | 25 | 30 | 40 | 00 | D | Structural Drawings <Deliv.> | 026-25-3040-00-D | LS | NO | NO | n/a |  | INDIRECT | Active | Detailed Design (Class 2-1) | Civil / Structural Engineering |  |  |  |  | 5000 |  | 02625304000D | Engineering deliverable: Structural Drawings <Deliv.>.
02 | 6 | 6 | 25 | 30 | 45 | 00 | D | Detail Drawings <Deliv.> | 026-25-3045-00-D | LS | NO | NO | n/a |  | INDIRECT | Active | Detailed Design (Class 2-1) | Civil / Structural Engineering |  |  |  |  | 5000 |  | 02625304500D | Engineering deliverable: Detail Drawings <Deliv.>.
02 | 6 | 6 | 25 | 30 | 50 | 00 | D | Anchor Bolt Plans & Templates <Deliv.> | 026-25-3050-00-D | LS | NO | NO | n/a |  | INDIRECT | Active | Detailed Design (Class 2-1) | Civil / Structural Engineering |  |  |  |  | 5000 |  | 02625305000D | Engineering deliverable: Anchor Bolt Plans & Templates <Deliv.>.
02 | 6 | 6 | 25 | 30 | 55 | 00 | D | MTOs Earthwork / Concrete / Structural Steel <Deliv.> | 026-25-3055-00-D | LS | NO | NO | n/a |  | INDIRECT | Active | Detailed Design (Class 2-1) | Civil / Structural Engineering |  |  |  |  | 5000 |  | 02625305500D | Engineering deliverable: MTOs Earthwork / Concrete / Structural Steel <Deliv.>.
02 | 6 | 6 | 30 | 00 | 00 | 00 | D | Mechanical Engineering | 026-30-0000-00-D | HR | NO | NO | n/a |  | INDIRECT | Active | Detailed Design (Class 2-1) | Mechanical Engineering |  |  |  | 100 | 5000 |  | 02630000000D | Summary of Mechanical Engineering engineering deliverables.
02 | 6 | 6 | 30 | 10 | 00 | 00 | D | Design Basis / Narratives | 026-30-1000-00-D | HR | NO | NO | n/a |  | INDIRECT | Active | Detailed Design (Class 2-1) | Mechanical Engineering |  |  |  | 100 | 5000 |  | 02630100000D | Summary of Design Basis / Narratives engineering deliverables.
02 | 6 | 6 | 30 | 10 | 20 | 00 | D | Final Equipment Criteria <Deliv.> | 026-30-1020-00-D | LS | NO | NO | n/a |  | INDIRECT | Active | Detailed Design (Class 2-1) | Mechanical Engineering |  |  |  | 100 | 5000 |  | 02630102000D | Engineering deliverable: Final Equipment Criteria <Deliv.>.
02 | 6 | 6 | 30 | 10 | 30 | 00 | D | Equipment Lifting & Handling Procedures <Deliv.> | 026-30-1030-00-D | HR | NO | NO | n/a |  | INDIRECT | Active | Detailed Design (Class 2-1) | Mechanical Engineering |  |  |  | 100 | 5000 |  | 02630103000D | Engineering deliverable: Equipment Lifting & Handling Procedures <Deliv.>.
02 | 6 | 6 | 30 | 10 | 40 | 00 | D | Equipment Inspection & Test Plans <Deliv.> | 026-30-1040-00-D | LS | NO | NO | n/a |  | INDIRECT | Active | Detailed Design (Class 2-1) | Mechanical Engineering |  |  |  |  | 5000 |  | 02630104000D | Engineering deliverable: Equipment Inspection & Test Plans <Deliv.>.
02 | 6 | 6 | 30 | 15 | 00 | 00 | D | Calculations / Studies | 026-30-1500-00-D | HR | NO | NO | n/a |  | INDIRECT | Active | Detailed Design (Class 2-1) | Mechanical Engineering |  |  |  | 100 | 5000 |  | 02630150000D | Summary of Calculations / Studies engineering deliverables.
02 | 6 | 6 | 30 | 15 | 20 | 00 | D | Rotating Equipment Seal/Flush Plans <Deliv.> | 026-30-1520-00-D | HR | NO | NO | n/a |  | INDIRECT | Active | Detailed Design (Class 2-1) | Mechanical Engineering |  |  |  | 100 | 5000 |  | 02630152000D | Engineering deliverable: Rotating Equipment Seal/Flush Plans <Deliv.>.
02 | 6 | 6 | 30 | 15 | 25 | 00 | D | Rotating Equipment Torsional and Lateral Vibration Analyses <Deliv.> | 026-30-1525-00-D | LS | NO | NO | n/a |  | INDIRECT | Active | Detailed Design (Class 2-1) | Mechanical Engineering |  |  |  |  | 5000 |  | 02630152500D | Engineering deliverable: Rotating Equipment Torsional and Lateral Vibration Analyses <Deliv.>.
02 | 6 | 6 | 30 | 15 | 30 | 00 | D | Rotating Equipment Nozzle Load Compliance Report <Deliv.> | 026-30-1530-00-D | HR | NO | NO | n/a |  | INDIRECT | Active | Detailed Design (Class 2-1) | Mechanical Engineering |  |  |  | 100 | 5000 |  | 02630153000D | Engineering deliverable: Rotating Equipment Nozzle Load Compliance Report <Deliv.>.
02 | 6 | 6 | 30 | 15 | 35 | 00 | D | Static Equipment Tank Design Calculations <Deliv.> | 026-30-1535-00-D | LS | NO | NO | n/a |  | INDIRECT | Active | Detailed Design (Class 2-1) | Mechanical Engineering |  |  |  |  | 5000 |  | 02630153500D | Engineering deliverable: Static Equipment Tank Design Calculations <Deliv.>.
02 | 6 | 6 | 30 | 15 | 40 | 00 | D | Static Equipment Nozzle Load Checks <Deliv.> | 026-30-1540-00-D | HR | NO | NO | n/a |  | INDIRECT | Active | Detailed Design (Class 2-1) | Mechanical Engineering |  |  |  | 100 | 5000 |  | 02630154000D | Engineering deliverable: Static Equipment Nozzle Load Checks <Deliv.>.
02 | 6 | 6 | 30 | 20 | 00 | 00 | D | Data & Lists | 026-30-2000-00-D | HR | NO | NO | n/a |  | INDIRECT | Active | Detailed Design (Class 2-1) | Mechanical Engineering |  |  |  | 100 | 5000 |  | 02630200000D | Summary of Data & Lists engineering deliverables.
02 | 6 | 6 | 30 | 20 | 05 | 00 | D | Master Equipment List <Deliv.> | 026-30-2005-00-D | EA | NO | NO | n/a |  | INDIRECT | Active | Detailed Design (Class 2-1) | Mechanical Engineering |  |  |  |  | 5000 |  | 02630200500D | Engineering deliverable: Master Equipment List <Deliv.>.
02 | 6 | 6 | 30 | 20 | 10 | 00 | D | Rotating Equipment Pump/Compressor Datasheets <Deliv.> | 026-30-2010-00-D | EA | NO | NO | n/a |  | INDIRECT | Active | Detailed Design (Class 2-1) | Mechanical Engineering |  |  |  | 100 | 5000 |  | 02630201000D | Engineering deliverable: Rotating Equipment Pump/Compressor Datasheets <Deliv.>.
02 | 6 | 6 | 30 | 20 | 20 | 00 | D | Rotating Equipment Performance Curves <Deliv.> | 026-30-2020-00-D | EA | NO | NO | n/a |  | INDIRECT | Active | Detailed Design (Class 2-1) | Mechanical Engineering |  |  |  | 100 | 5000 |  | 02630202000D | Engineering deliverable: Rotating Equipment Performance Curves <Deliv.>.
02 | 6 | 6 | 30 | 20 | 30 | 00 | D | Static Equipment Vessel/Tank Datasheets <Deliv.> | 026-30-2030-00-D | EA | NO | NO | n/a |  | INDIRECT | Active | Detailed Design (Class 2-1) | Mechanical Engineering |  |  |  | 100 | 5000 |  | 02630203000D | Engineering deliverable: Static Equipment Vessel/Tank Datasheets <Deliv.>.
02 | 6 | 6 | 30 | 20 | 40 | 00 | D | Static Equipment Heat Exchanger Mechanical Design & TEMA Sheets <Deliv.> | 026-30-2040-00-D | EA | NO | NO | n/a |  | INDIRECT | Active | Detailed Design (Class 2-1) | Mechanical Engineering |  |  |  | 100 | 5000 |  | 02630204000D | Engineering deliverable: Static Equipment Heat Exchanger Mechanical Design & TEMA Sheets <Deliv.>.
02 | 6 | 6 | 30 | 30 | 00 | 00 | D | Drawings / MTOs | 026-30-3000-00-D | LS | NO | NO | n/a |  | INDIRECT | Active | Detailed Design (Class 2-1) | Mechanical Engineering |  |  |  |  | 5000 |  | 02630300000D | Summary of Drawings / MTOs engineering deliverables.
02 | 6 | 6 | 30 | 30 | 15 | 00 | D | Equipment Locations Plans <Deliv.> | 026-30-3015-00-D | LS | NO | NO | n/a |  | INDIRECT | Active | Detailed Design (Class 2-1) | Mechanical Engineering |  |  |  |  | 5000 |  | 02630301500D | Engineering deliverable: Equipment Locations Plans <Deliv.>.
02 | 6 | 6 | 30 | 30 | 20 | 00 | D | Rotating Equipment Vendor GA Drawings Review <Deliv.> | 026-30-3020-00-D | LS | NO | NO | n/a |  | INDIRECT | Active | Detailed Design (Class 2-1) | Mechanical Engineering |  |  |  |  | 5000 |  | 02630302000D | Engineering deliverable: Rotating Equipment Vendor GA Drawings Review <Deliv.>.
02 | 6 | 6 | 30 | 30 | 25 | 00 | D | Rotating Equipment Baseplate & Grout Plan Details <Deliv.> | 026-30-3025-00-D | LS | NO | NO | n/a |  | INDIRECT | Active | Detailed Design (Class 2-1) | Mechanical Engineering |  |  |  |  | 5000 |  | 02630302500D | Engineering deliverable: Rotating Equipment Baseplate & Grout Plan Details <Deliv.>.
02 | 6 | 6 | 30 | 30 | 30 | 00 | D | Rotating Equipment Lube Oil System Design & P&IDs <Deliv.> | 026-30-3030-00-D | LS | NO | NO | n/a |  | INDIRECT | Active | Detailed Design (Class 2-1) | Mechanical Engineering |  |  |  |  | 5000 |  | 02630303000D | Engineering deliverable: Rotating Equipment Lube Oil System Design & P&IDs <Deliv.>.
02 | 6 | 6 | 30 | 30 | 35 | 00 | D | Rotating Equipment Coupling Alignment & Soft-Foot Procedures <Deliv.> | 026-30-3035-00-D | LS | NO | NO | n/a |  | INDIRECT | Active | Detailed Design (Class 2-1) | Mechanical Engineering |  |  |  |  | 5000 |  | 02630303500D | Engineering deliverable: Rotating Equipment Coupling Alignment & Soft-Foot Procedures <Deliv.>.
02 | 6 | 6 | 30 | 30 | 40 | 00 | D | Rotating Equipment FAT/SAT Procedures <Deliv.> | 026-30-3040-00-D | LS | NO | NO | n/a |  | INDIRECT | Active | Detailed Design (Class 2-1) | Mechanical Engineering |  |  |  |  | 5000 |  | 02630304000D | Engineering deliverable: Rotating Equipment FAT/SAT Procedures <Deliv.>.
02 | 6 | 6 | 30 | 30 | 45 | 00 | D | Static Equipment Welding Procedures & Specs <Deliv.> | 026-30-3045-00-D | LS | NO | NO | n/a |  | INDIRECT | Active | Detailed Design (Class 2-1) | Mechanical Engineering |  |  |  |  | 5000 |  | 02630304500D | Engineering deliverable: Static Equipment Welding Procedures & Specs <Deliv.>.
02 | 6 | 6 | 30 | 30 | 50 | 00 | D | Static Equipment Nameplate & Relief Device Set Pressure Confirmations <Deliv.> | 026-30-3050-00-D | LS | NO | NO | n/a |  | INDIRECT | Active | Detailed Design (Class 2-1) | Mechanical Engineering |  |  |  |  | 5000 |  | 02630305000D | Engineering deliverable: Static Equipment Nameplate & Relief Device Set Pressure Confirmations <Deliv.>.
02 | 6 | 6 | 30 | 30 | 55 | 00 | D | Equipment MTOs <Deliv.> | 026-30-3055-00-D | LS | NO | NO | n/a |  | INDIRECT | Active | Detailed Design (Class 2-1) | Mechanical Engineering |  |  |  |  | 5000 |  | 02630305500D | Engineering deliverable: Equipment MTOs <Deliv.>.
02 | 6 | 6 | 35 | 00 | 00 | 00 | D | HVAC / Architectural Design & Engineering | 026-35-0000-00-D | HR | NO | NO | n/a |  | INDIRECT | Active | Detailed Design (Class 2-1) | HVAC / Architectural Design & Engineering |  |  |  | 100 | 5000 |  | 02635000000D | Summary of HVAC / Architectural Design & Engineering engineering deliverables.
02 | 6 | 6 | 35 | 10 | 00 | 00 | D | Design Basis / Narratives | 026-35-1000-00-D | HR | NO | NO | n/a |  | INDIRECT | Active | Detailed Design (Class 2-1) | HVAC / Architectural Design & Engineering |  |  |  | 100 | 5000 |  | 02635100000D | Summary of Design Basis / Narratives engineering deliverables.
02 | 6 | 6 | 35 | 10 | 10 | 00 | D | Building Basis of Design <Deliv.> | 026-35-1010-00-D | HR | NO | NO | n/a |  | INDIRECT | Active | Detailed Design (Class 2-1) | HVAC / Architectural Design & Engineering |  |  |  | 100 | 5000 |  | 02635101000D | Engineering deliverable: Building Basis of Design <Deliv.>.
02 | 6 | 6 | 35 | 10 | 20 | 00 | D | Final HVAC Design Criteria <Deliv.> | 026-35-1020-00-D | LS | NO | NO | n/a |  | INDIRECT | Active | Detailed Design (Class 2-1) | HVAC / Architectural Design & Engineering |  |  |  |  | 5000 |  | 02635102000D | Engineering deliverable: Final HVAC Design Criteria <Deliv.>.
02 | 6 | 6 | 35 | 15 | 00 | 00 | D | Calculations / Studies | 026-35-1500-00-D | HR | NO | NO | n/a |  | INDIRECT | Active | Detailed Design (Class 2-1) | HVAC / Architectural Design & Engineering |  |  |  | 100 | 5000 |  | 02635150000D | Summary of Calculations / Studies engineering deliverables.
02 | 6 | 6 | 35 | 15 | 40 | 00 | D | Acoustical Calculations <Deliv.> | 026-35-1540-00-D | LS | NO | NO | n/a |  | INDIRECT | Active | Detailed Design (Class 2-1) | HVAC / Architectural Design & Engineering |  |  |  |  | 5000 |  | 02635154000D | Engineering deliverable: Acoustical Calculations <Deliv.>.
02 | 6 | 6 | 35 | 15 | 45 | 00 | D | CFD for Critical Spaces/Smoke Control <Deliv.> | 026-35-1545-00-D | LS | NO | NO | n/a |  | INDIRECT | Active | Detailed Design (Class 2-1) | HVAC / Architectural Design & Engineering |  |  |  |  | 5000 |  | 02635154500D | Engineering deliverable: CFD for Critical Spaces/Smoke Control <Deliv.>.
02 | 6 | 6 | 35 | 15 | 50 | 00 | D | Duct/Hydronic Network Sizing <Deliv.> | 026-35-1550-00-D | LS | NO | NO | n/a |  | INDIRECT | Active | Detailed Design (Class 2-1) | HVAC / Architectural Design & Engineering |  |  |  |  | 5000 |  | 02635155000D | Engineering deliverable: Duct/Hydronic Network Sizing <Deliv.>.
02 | 6 | 6 | 35 | 15 | 55 | 00 | D | Energy Model for Code/LEED Compliance <Deliv.> | 026-35-1555-00-D | LS | NO | NO | n/a |  | INDIRECT | Active | Detailed Design (Class 2-1) | HVAC / Architectural Design & Engineering |  |  |  |  | 5000 |  | 02635155500D | Engineering deliverable: Energy Model for Code/LEED Compliance <Deliv.>.
02 | 6 | 6 | 35 | 15 | 60 | 00 | D | Final Load Calculations <Deliv.> | 026-35-1560-00-D | LS | NO | NO | n/a |  | INDIRECT | Active | Detailed Design (Class 2-1) | HVAC / Architectural Design & Engineering |  |  |  |  | 5000 |  | 02635156000D | Engineering deliverable: Final Load Calculations <Deliv.>.
02 | 6 | 6 | 35 | 20 | 00 | 00 | D | Data & Lists | 026-35-2000-00-D | HR | NO | NO | n/a |  | INDIRECT | Active | Detailed Design (Class 2-1) | HVAC / Architectural Design & Engineering |  |  |  | 100 | 5000 |  | 02635200000D | Summary of Data & Lists engineering deliverables.
02 | 6 | 6 | 35 | 20 | 20 | 00 | D | AHU/FCU/Vent Equipment Datasheets <Deliv.> | 026-35-2020-00-D | LS | NO | NO | n/a |  | INDIRECT | Active | Detailed Design (Class 2-1) | HVAC / Architectural Design & Engineering |  |  |  |  | 5000 |  | 02635202000D | Engineering deliverable: AHU/FCU/Vent Equipment Datasheets <Deliv.>.
02 | 6 | 6 | 35 | 20 | 30 | 00 | D | Ventilation/Pressurization Schematics <Deliv.> | 026-35-2030-00-D | LS | NO | NO | n/a |  | INDIRECT | Active | Detailed Design (Class 2-1) | HVAC / Architectural Design & Engineering |  |  |  |  | 5000 |  | 02635203000D | Engineering deliverable: Ventilation/Pressurization Schematics <Deliv.>.
02 | 6 | 6 | 35 | 30 | 00 | 00 | D | Drawings / MTOs | 026-35-3000-00-D | LS | NO | NO | n/a |  | INDIRECT | Active | Detailed Design (Class 2-1) | HVAC / Architectural Design & Engineering |  |  |  |  | 5000 |  | 02635300000D | Summary of Drawings / MTOs engineering deliverables.
02 | 6 | 6 | 35 | 30 | 30 | 00 | D | Architectural Plans/Sections/Details <Deliv.> | 026-35-3030-00-D | LS | NO | NO | n/a |  | INDIRECT | Active | Detailed Design (Class 2-1) | HVAC / Architectural Design & Engineering |  |  |  |  | 5000 |  | 02635303000D | Engineering deliverable: Architectural Plans/Sections/Details <Deliv.>.
02 | 6 | 6 | 35 | 30 | 40 | 00 | D | Coordinated BIM and Clash Reports <Deliv.> | 026-35-3040-00-D | LS | NO | NO | n/a |  | INDIRECT | Active | Detailed Design (Class 2-1) | HVAC / Architectural Design & Engineering |  |  |  |  | 5000 |  | 02635304000D | Engineering deliverable: Coordinated BIM and Clash Reports <Deliv.>.
02 | 6 | 6 | 35 | 30 | 50 | 00 | D | Ductwork & Hydronic Piping Drawings <Deliv.> | 026-35-3050-00-D | LS | NO | NO | n/a |  | INDIRECT | Active | Detailed Design (Class 2-1) | HVAC / Architectural Design & Engineering |  |  |  |  | 5000 |  | 02635305000D | Engineering deliverable: Ductwork & Hydronic Piping Drawings <Deliv.>.
02 | 6 | 6 | 35 | 30 | 60 | 00 | D | Equipment Schedules & Air/Water Balance Lists <Deliv.> | 026-35-3060-00-D | LS | NO | NO | n/a |  | INDIRECT | Active | Detailed Design (Class 2-1) | HVAC / Architectural Design & Engineering |  |  |  |  | 5000 |  | 02635306000D | Engineering deliverable: Equipment Schedules & Air/Water Balance Lists <Deliv.>.
02 | 6 | 6 | 35 | 30 | 70 | 00 | D | Building MTOs by Discipline <Deliv.> | 026-35-3070-00-D | LS | NO | NO | n/a |  | INDIRECT | Active | Detailed Design (Class 2-1) | HVAC / Architectural Design & Engineering |  |  |  |  | 5000 |  | 02635307000D | Engineering deliverable: Building MTOs by Discipline <Deliv.>.
02 | 6 | 6 | 40 | 00 | 00 | 00 | D | Piping Design / Engineering | 026-40-0000-00-D | HR | NO | NO | n/a |  | INDIRECT | Active | Detailed Design (Class 2-1) | Piping Design / Engineering |  |  |  | 100 | 5000 |  | 02640000000D | Summary of Piping Design / Engineering engineering deliverables.
02 | 6 | 6 | 40 | 10 | 00 | 00 | D | Design Basis / Narratives | 026-40-1000-00-D | HR | NO | NO | n/a |  | INDIRECT | Active | Detailed Design (Class 2-1) | Piping Design / Engineering |  |  |  | 100 | 5000 |  | 02640100000D | Summary of Design Basis / Narratives engineering deliverables.
02 | 6 | 6 | 40 | 10 | 10 | 00 | D | Piping Basis of Design <Deliv.> | 026-40-1010-00-D | HR | NO | NO | n/a |  | INDIRECT | Active | Detailed Design (Class 2-1) | Piping Design / Engineering |  |  |  | 100 | 5000 |  | 02640101000D | Engineering deliverable: Piping Basis of Design <Deliv.>.
02 | 6 | 6 | 40 | 10 | 50 | 00 | D | Final Line Classes & Design Conditions <Deliv.> | 026-40-1050-00-D | LS | NO | NO | n/a |  | INDIRECT | Active | Detailed Design (Class 2-1) | Piping Design / Engineering |  |  |  |  | 5000 |  | 02640105000D | Engineering deliverable: Final Line Classes & Design Conditions <Deliv.>.
02 | 6 | 6 | 40 | 15 | 00 | 00 | D | Calculations / Studies | 026-40-1500-00-D | HR | NO | NO | n/a |  | INDIRECT | Active | Detailed Design (Class 2-1) | Piping Design / Engineering |  |  |  | 100 | 5000 |  | 02640150000D | Summary of Calculations / Studies engineering deliverables.
02 | 6 | 6 | 40 | 15 | 10 | 00 | D | Piping Stress Analysis Reports <Deliv.> | 026-40-1510-00-D | HR | NO | NO | n/a |  | INDIRECT | Active | Detailed Design (Class 2-1) | Piping Design / Engineering |  |  |  | 100 | 5000 |  | 02640151000D | Engineering deliverable: Piping Stress Analysis Reports <Deliv.>.
02 | 6 | 6 | 40 | 15 | 15 | 00 | D | Nozzle Load Reports to Equipment Disciplines <Deliv.> | 026-40-1515-00-D | HR | NO | NO | n/a |  | INDIRECT | Active | Detailed Design (Class 2-1) | Piping Design / Engineering |  |  |  | 100 | 5000 |  | 02640151500D | Engineering deliverable: Nozzle Load Reports to Equipment Disciplines <Deliv.>.
02 | 6 | 6 | 40 | 15 | 20 | 00 | D | Piping Material Classes & Branch Tables <Deliv.> | 026-40-1520-00-D | HR | NO | NO | n/a |  | INDIRECT | Active | Detailed Design (Class 2-1) | Piping Design / Engineering |  |  |  | 100 | 5000 |  | 02640152000D | Engineering deliverable: Piping Material Classes & Branch Tables <Deliv.>.
02 | 6 | 6 | 40 | 15 | 25 | 00 | D | Pipe Support Design and Standard Details <Deliv.> | 026-40-1525-00-D | HR | NO | NO | n/a |  | INDIRECT | Active | Detailed Design (Class 2-1) | Piping Design / Engineering |  |  |  | 100 | 5000 |  | 02640152500D | Engineering deliverable: Pipe Support Design and Standard Details <Deliv.>.
02 | 6 | 6 | 40 | 20 | 00 | 00 | D | Data & Lists | 026-40-2000-00-D | HR | NO | NO | n/a |  | INDIRECT | Active | Detailed Design (Class 2-1) | Piping Design / Engineering |  |  |  | 100 | 5000 |  | 02640200000D | Summary of Data & Lists engineering deliverables.
02 | 6 | 6 | 40 | 20 | 10 | 00 | D | Tie-in List and Tie-in Packages <Deliv.> | 026-40-2010-00-D | HR | NO | NO | n/a |  | INDIRECT | Active | Detailed Design (Class 2-1) | Piping Design / Engineering |  |  |  | 100 | 5000 |  | 02640201000D | Engineering deliverable: Tie-in List and Tie-in Packages <Deliv.>.
02 | 6 | 6 | 40 | 20 | 15 | 00 | D | Line List <Deliv.> | 026-40-2015-00-D | HR | NO | NO | n/a |  | INDIRECT | Active | Detailed Design (Class 2-1) | Piping Design / Engineering |  |  |  | 100 | 5000 |  | 02640201500D | Engineering deliverable: Line List <Deliv.>.
02 | 6 | 6 | 40 | 20 | 20 | 00 | D | Specialty Item Datasheets <Deliv.> | 026-40-2020-00-D | HR | NO | NO | n/a |  | INDIRECT | Active | Detailed Design (Class 2-1) | Piping Design / Engineering |  |  |  | 100 | 5000 |  | 02640202000D | Engineering deliverable: Specialty Item Datasheets <Deliv.>.
02 | 6 | 6 | 40 | 20 | 25 | 00 | D | Valve List & Valve Datasheets <Deliv.> | 026-40-2025-00-D | HR | NO | NO | n/a |  | INDIRECT | Active | Detailed Design (Class 2-1) | Piping Design / Engineering |  |  |  | 100 | 5000 |  | 02640202500D | Engineering deliverable: Valve List & Valve Datasheets <Deliv.>.
02 | 6 | 6 | 40 | 20 | 30 | 00 | D | Spring Support/Variable/Constant Hangers Schedules <Deliv.> | 026-40-2030-00-D | HR | NO | NO | n/a |  | INDIRECT | Active | Detailed Design (Class 2-1) | Piping Design / Engineering |  |  |  | 100 | 5000 |  | 02640203000D | Engineering deliverable: Spring Support/Variable/Constant Hangers Schedules <Deliv.>.
02 | 6 | 6 | 40 | 20 | 35 | 00 | D | NDE and Pressure Test Requirements <Deliv.> | 026-40-2035-00-D | HR | NO | NO | n/a |  | INDIRECT | Active | Detailed Design (Class 2-1) | Piping Design / Engineering |  |  |  | 100 | 5000 |  | 02640203500D | Engineering deliverable: NDE and Pressure Test Requirements <Deliv.>.
02 | 6 | 6 | 40 | 20 | 40 | 00 | D | Hydrostatic/Pneumatic Test Packs <Deliv.> | 026-40-2040-00-D | HR | NO | NO | n/a |  | INDIRECT | Active | Detailed Design (Class 2-1) | Piping Design / Engineering |  |  |  | 100 | 5000 |  | 02640204000D | Engineering deliverable: Hydrostatic/Pneumatic Test Packs <Deliv.>.
02 | 6 | 6 | 40 | 30 | 00 | 00 | D | Drawings / MTOs | 026-40-3000-00-D | LS | NO | NO | n/a |  | INDIRECT | Active | Detailed Design (Class 2-1) | Piping Design / Engineering |  |  |  |  | 5000 |  | 02640300000D | Summary of Drawings / MTOs engineering deliverables.
02 | 6 | 6 | 40 | 30 | 10 | 00 | D | Piping GA plans, sections, details (IFC) <Deliv.> | 026-40-3010-00-D | LS | NO | NO | n/a |  | INDIRECT | Active | Detailed Design (Class 2-1) | Piping Design / Engineering |  |  |  |  | 5000 |  | 02640301000D | Engineering deliverable: Piping GA plans, sections, details (IFC) <Deliv.>.
02 | 6 | 6 | 40 | 30 | 15 | 00 | D | Isometric Drawings with BOM <Deliv.> | 026-40-3015-00-D | LS | NO | NO | n/a |  | INDIRECT | Active | Detailed Design (Class 2-1) | Piping Design / Engineering |  |  |  |  | 5000 |  | 02640301500D | Engineering deliverable: Isometric Drawings with BOM <Deliv.>.
02 | 6 | 6 | 40 | 30 | 20 | 00 | D | Support Standards & Details <Deliv.> | 026-40-3020-00-D | LS | NO | NO | n/a |  | INDIRECT | Active | Detailed Design (Class 2-1) | Piping Design / Engineering |  |  |  |  | 5000 |  | 02640302000D | Engineering deliverable: Support Standards & Details <Deliv.>.
02 | 6 | 6 | 40 | 30 | 25 | 00 | D | Insulation & Tracing Plans and Specifications <Deliv.> | 026-40-3025-00-D | LS | NO | NO | n/a |  | INDIRECT | Active | Detailed Design (Class 2-1) | Piping Design / Engineering |  |  |  |  | 5000 |  | 02640302500D | Engineering deliverable: Insulation & Tracing Plans and Specifications <Deliv.>.
02 | 6 | 6 | 40 | 30 | 30 | 00 | D | Painting/Coating Specifications <Deliv.> | 026-40-3030-00-D | LS | NO | NO | n/a |  | INDIRECT | Active | Detailed Design (Class 2-1) | Piping Design / Engineering |  |  |  |  | 5000 |  | 02640303000D | Engineering deliverable: Painting/Coating Specifications <Deliv.>.
02 | 6 | 6 | 40 | 30 | 35 | 00 | D | Piping MTOs <Deliv.> | 026-40-3035-00-D | LS | NO | NO | n/a |  | INDIRECT | Active | Detailed Design (Class 2-1) | Piping Design / Engineering |  |  |  |  | 5000 |  | 02640303500D | Engineering deliverable: Piping MTOs <Deliv.>.
02 | 6 | 6 | 45 | 00 | 00 | 00 | D | Electrical Engineering | 026-45-0000-00-D | LS | NO | NO | n/a |  | INDIRECT | Active | Detailed Design (Class 2-1) | Electrical Engineering |  |  |  | 100 | 5000 |  | 02645000000D | Summary of Electrical Engineering engineering deliverables.
02 | 6 | 6 | 45 | 10 | 00 | 00 | D | Design Basis / Narratives | 026-45-1000-00-D | LS | NO | NO | n/a |  | INDIRECT | Active | Detailed Design (Class 2-1) | Electrical Engineering |  |  |  | 100 | 5000 |  | 02645100000D | Summary of Design Basis / Narratives engineering deliverables.
02 | 6 | 6 | 45 | 10 | 10 | 00 | D | Electrical Basis of Design <Deliv.> | 026-45-1010-00-D | LS | NO | NO | n/a |  | INDIRECT | Active | Detailed Design (Class 2-1) | Electrical Engineering |  |  |  | 100 | 5000 |  | 02645101000D | Engineering deliverable: Electrical Basis of Design <Deliv.>.
02 | 6 | 6 | 45 | 10 | 30 | 00 | D | Final Distribution/Protection/Grounding Basis <Deliv.> | 026-45-1030-00-D | LS | NO | NO | n/a |  | INDIRECT | Active | Detailed Design (Class 2-1) | Electrical Engineering |  |  |  |  | 5000 |  | 02645103000D | Engineering deliverable: Final Distribution/Protection/Grounding Basis <Deliv.>.
02 | 6 | 6 | 45 | 10 | 40 | 00 | D | Inspection & Test Plans (Electrical) <Deliv.> | 026-45-1040-00-D | LS | NO | NO | n/a |  | INDIRECT | Active | Detailed Design (Class 2-1) | Electrical Engineering |  |  |  |  | 5000 |  | 02645104000D | Engineering deliverable: Inspection & Test Plans (Electrical) <Deliv.>.
02 | 6 | 6 | 45 | 15 | 00 | 00 | D | Calculations / Studies | 026-45-1500-00-D | LS | NO | NO | n/a |  | INDIRECT | Active | Detailed Design (Class 2-1) | Electrical Engineering |  |  |  | 100 | 5000 |  | 02645150000D | Summary of Calculations / Studies engineering deliverables.
02 | 6 | 6 | 45 | 15 | 10 | 00 | D | Arc-Flash Energy Assessment <Deliv.> | 026-45-1510-00-D | LS | NO | NO | n/a |  | INDIRECT | Active | Detailed Design (Class 2-1) | Electrical Engineering |  |  |  | 100 | 5000 |  | 02645151000D | Engineering deliverable: Arc-Flash Energy Assessment <Deliv.>.
02 | 6 | 6 | 45 | 15 | 15 | 00 | D | Harmonics & Load Flow <Deliv.> | 026-45-1515-00-D | LS | NO | NO | n/a |  | INDIRECT | Active | Detailed Design (Class 2-1) | Electrical Engineering |  |  |  | 100 | 5000 |  | 02645151500D | Engineering deliverable: Harmonics & Load Flow <Deliv.>.
02 | 6 | 6 | 45 | 15 | 20 | 00 | D | Short-Circuit & Protective Device Coordination <Deliv.> | 026-45-1520-00-D | LS | NO | NO | n/a |  | INDIRECT | Active | Detailed Design (Class 2-1) | Electrical Engineering |  |  |  | 100 | 5000 |  | 02645152000D | Engineering deliverable: Short-Circuit & Protective Device Coordination <Deliv.>.
02 | 6 | 6 | 45 | 15 | 25 | 00 | D | Voltage Drop & Cable Ampacity <Deliv.> | 026-45-1525-00-D | LS | NO | NO | n/a |  | INDIRECT | Active | Detailed Design (Class 2-1) | Electrical Engineering |  |  |  | 100 | 5000 |  | 02645152500D | Engineering deliverable: Voltage Drop & Cable Ampacity <Deliv.>.
02 | 6 | 6 | 45 | 15 | 30 | 00 | D | Earthing/Grounding Design & Grid Calculations <Deliv.> | 026-45-1530-00-D | LS | NO | NO | n/a |  | INDIRECT | Active | Detailed Design (Class 2-1) | Electrical Engineering |  |  |  | 100 | 5000 |  | 02645153000D | Engineering deliverable: Earthing/Grounding Design & Grid Calculations <Deliv.>.
02 | 6 | 6 | 45 | 15 | 35 | 00 | D | Lightning Protection Design <Deliv.> | 026-45-1535-00-D | LS | NO | NO | n/a |  | INDIRECT | Active | Detailed Design (Class 2-1) | Electrical Engineering |  |  |  | 100 | 5000 |  | 02645153500D | Engineering deliverable: Lightning Protection Design <Deliv.>.
02 | 6 | 6 | 45 | 15 | 40 | 00 | D | Lighting Calculations & Lighting Layouts <Deliv.> | 026-45-1540-00-D | LS | NO | NO | n/a |  | INDIRECT | Active | Detailed Design (Class 2-1) | Electrical Engineering |  |  |  | 100 | 5000 |  | 02645154000D | Engineering deliverable: Lighting Calculations & Lighting Layouts <Deliv.>.
02 | 6 | 6 | 45 | 20 | 00 | 00 | D | Data & Lists | 026-45-2000-00-D | LS | NO | NO | n/a |  | INDIRECT | Active | Detailed Design (Class 2-1) | Electrical Engineering |  |  |  | 100 | 5000 |  | 02645200000D | Summary of Data & Lists engineering deliverables.
02 | 6 | 6 | 45 | 20 | 10 | 00 | D | Load List <Deliv.> | 026-45-2010-00-D | LS | NO | NO | n/a |  | INDIRECT | Active | Detailed Design (Class 2-1) | Electrical Engineering |  |  |  | 100 | 5000 |  | 02645201000D | Engineering deliverable: Load List <Deliv.>.
02 | 6 | 6 | 45 | 20 | 15 | 00 | D | Cable Schedule <Deliv.> | 026-45-2015-00-D | LS | NO | NO | n/a |  | INDIRECT | Active | Detailed Design (Class 2-1) | Electrical Engineering |  |  |  | 100 | 5000 |  | 02645201500D | Engineering deliverable: Cable Schedule <Deliv.>.
02 | 6 | 6 | 45 | 20 | 20 | 00 | D | Equipment Datasheets <Deliv.> | 026-45-2020-00-D | LS | NO | NO | n/a |  | INDIRECT | Active | Detailed Design (Class 2-1) | Electrical Engineering |  |  |  | 100 | 5000 |  | 02645202000D | Engineering deliverable: Equipment Datasheets <Deliv.>.
02 | 6 | 6 | 45 | 30 | 00 | 00 | D | Drawings / MTOs | 026-45-3000-00-D | LS | NO | NO | n/a |  | INDIRECT | Active | Detailed Design (Class 2-1) | Electrical Engineering |  |  |  |  | 5000 |  | 02645300000D | Summary of Drawings / MTOs engineering deliverables.
02 | 6 | 6 | 45 | 30 | 05 | 00 | D | Cable Tray/Trench Layouts <Deliv.> | 026-45-3005-00-D | LS | NO | NO | n/a |  | INDIRECT | Active | Detailed Design (Class 2-1) | Electrical Engineering |  |  |  |  | 5000 |  | 02645300500D | Engineering deliverable: Cable Tray/Trench Layouts <Deliv.>.
02 | 6 | 6 | 45 | 30 | 10 | 00 | D | Area Classification Drawings <Deliv.> | 026-45-3010-00-D | LS | NO | NO | n/a |  | INDIRECT | Active | Detailed Design (Class 2-1) | Electrical Engineering |  |  |  |  | 5000 |  | 02645301000D | Engineering deliverable: Area Classification Drawings <Deliv.>.
02 | 6 | 6 | 45 | 30 | 15 | 00 | D | Equipment layout (substations, MCC rooms) <Deliv.> | 026-45-3015-00-D | LS | NO | NO | n/a |  | INDIRECT | Active | Detailed Design (Class 2-1) | Electrical Engineering |  |  |  |  | 5000 |  | 02645301500D | Engineering deliverable: Equipment layout (substations, MCC rooms) <Deliv.>.
02 | 6 | 6 | 45 | 30 | 20 | 00 | D | Cable Tray/Conduit Routing Layouts <Deliv.> | 026-45-3020-00-D | LS | NO | NO | n/a |  | INDIRECT | Active | Detailed Design (Class 2-1) | Electrical Engineering |  |  |  |  | 5000 |  | 02645302000D | Engineering deliverable: Cable Tray/Conduit Routing Layouts <Deliv.>.
02 | 6 | 6 | 45 | 30 | 25 | 00 | D | Lighting Layouts & Photometrics <Deliv.> | 026-45-3025-00-D | LS | NO | NO | n/a |  | INDIRECT | Active | Detailed Design (Class 2-1) | Electrical Engineering |  |  |  |  | 5000 |  | 02645302500D | Engineering deliverable: Lighting Layouts & Photometrics <Deliv.>.
02 | 6 | 6 | 45 | 30 | 30 | 00 | D | Panel Schedules & Labeling Index <Deliv.> | 026-45-3030-00-D | LS | NO | NO | n/a |  | INDIRECT | Active | Detailed Design (Class 2-1) | Electrical Engineering |  |  |  |  | 5000 |  | 02645303000D | Engineering deliverable: Panel Schedules & Labeling Index <Deliv.>.
02 | 6 | 6 | 45 | 30 | 35 | 00 | D | Cable Block Diagrams <Deliv.> | 026-45-3035-00-D | LS | NO | NO | n/a |  | INDIRECT | Active | Detailed Design (Class 2-1) | Electrical Engineering |  |  |  |  | 5000 |  | 02645303500D | Engineering deliverable: Cable Block Diagrams <Deliv.>.
02 | 6 | 6 | 45 | 30 | 40 | 00 | D | Single Line Diagrams <Deliv.> | 026-45-3040-00-D | LS | NO | NO | n/a |  | INDIRECT | Active | Detailed Design (Class 2-1) | Electrical Engineering |  |  |  |  | 5000 |  | 02645304000D | Engineering deliverable: Single Line Diagrams <Deliv.>.
02 | 6 | 6 | 45 | 30 | 45 | 00 | D | Protection & Metering Diagrams <Deliv.> | 026-45-3045-00-D | LS | NO | NO | n/a |  | INDIRECT | Active | Detailed Design (Class 2-1) | Electrical Engineering |  |  |  |  | 5000 |  | 02645304500D | Engineering deliverable: Protection & Metering Diagrams <Deliv.>.
02 | 6 | 6 | 45 | 30 | 50 | 00 | D | Interconnection Diagrams & Wiring Schematics <Deliv.> | 026-45-3050-00-D | LS | NO | NO | n/a |  | INDIRECT | Active | Detailed Design (Class 2-1) | Electrical Engineering |  |  |  |  | 5000 |  | 02645305000D | Engineering deliverable: Interconnection Diagrams & Wiring Schematics <Deliv.>.
02 | 6 | 6 | 45 | 30 | 55 | 00 | D | Installation Details & Standard Drawings <Deliv.> | 026-45-3055-00-D | LS | NO | NO | n/a |  | INDIRECT | Active | Detailed Design (Class 2-1) | Electrical Engineering |  |  |  |  | 5000 |  | 02645305500D | Engineering deliverable: Installation Details & Standard Drawings <Deliv.>.
02 | 6 | 6 | 45 | 30 | 60 | 00 | D | Electrical MTOs and Bulk BOQs <Deliv.> | 026-45-3060-00-D | LS | NO | NO | n/a |  | INDIRECT | Active | Detailed Design (Class 2-1) | Electrical Engineering |  |  |  |  | 5000 |  | 02645306000D | Engineering deliverable: Electrical MTOs and Bulk BOQs <Deliv.>.
02 | 6 | 6 | 50 | 00 | 00 | 00 | D | Instrumentation & Controls Engineering | 026-50-0000-00-D | HR | NO | NO | n/a |  | INDIRECT | Active | Detailed Design (Class 2-1) | Instrumentation & Controls Engineering |  |  |  | 100 | 5000 |  | 02650000000D | Summary of Instrumentation & Controls Engineering engineering deliverables.
02 | 6 | 6 | 50 | 10 | 00 | 00 | D | Design Basis / Narratives | 026-50-1000-00-D | HR | NO | NO | n/a |  | INDIRECT | Active | Detailed Design (Class 2-1) | Instrumentation & Controls Engineering |  |  |  | 100 | 5000 |  | 02650100000D | Summary of Design Basis / Narratives engineering deliverables.
02 | 6 | 6 | 50 | 10 | 10 | 00 | D | I&C Basis of Design <Deliv.> | 026-50-1010-00-D | HR | NO | NO | n/a |  | INDIRECT | Active | Detailed Design (Class 2-1) | Instrumentation & Controls Engineering |  |  |  | 100 | 5000 |  | 02650101000D | Engineering deliverable: I&C Basis of Design <Deliv.>.
02 | 6 | 6 | 50 | 10 | 40 | 00 | D | Final Control System Architecture <Deliv.> | 026-50-1040-00-D | LS | NO | NO | n/a |  | INDIRECT | Active | Detailed Design (Class 2-1) | Instrumentation & Controls Engineering |  |  |  |  | 5000 |  | 02650104000D | Engineering deliverable: Final Control System Architecture <Deliv.>.
02 | 6 | 6 | 50 | 10 | 50 | 00 | D | Inspection & Test Plans (I&C) <Deliv.> | 026-50-1050-00-D | LS | NO | NO | n/a |  | INDIRECT | Active | Detailed Design (Class 2-1) | Instrumentation & Controls Engineering |  |  |  |  | 5000 |  | 02650105000D | Engineering deliverable: Inspection & Test Plans (I&C) <Deliv.>.
02 | 6 | 6 | 50 | 10 | 60 | 00 | D | Graphics (HMI) Philosophy & Screen List <Deliv.> | 026-50-1060-00-D | LS | NO | NO | n/a |  | INDIRECT | Active | Detailed Design (Class 2-1) | Instrumentation & Controls Engineering |  |  |  |  | 5000 |  | 02650106000D | Engineering deliverable: Graphics (HMI) Philosophy & Screen List <Deliv.>.
02 | 6 | 6 | 50 | 15 | 00 | 00 | D | Calculations / Studies | 026-50-1500-00-D | HR | NO | NO | n/a |  | INDIRECT | Active | Detailed Design (Class 2-1) | Instrumentation & Controls Engineering |  |  |  | 100 | 5000 |  | 02650150000D | Summary of Calculations / Studies engineering deliverables.
02 | 6 | 6 | 50 | 15 | 20 | 00 | D | Alarm Rationalization Report & Alarm Setpoint List <Deliv.> | 026-50-1520-00-D | LS | NO | NO | n/a |  | INDIRECT | Active | Detailed Design (Class 2-1) | Instrumentation & Controls Engineering |  |  |  |  | 5000 |  | 02650152000D | Engineering deliverable: Alarm Rationalization Report & Alarm Setpoint List <Deliv.>.
02 | 6 | 6 | 50 | 15 | 25 | 00 | D | Instrument Sizing <Deliv.> | 026-50-1525-00-D | HR | NO | NO | n/a |  | INDIRECT | Active | Detailed Design (Class 2-1) | Instrumentation & Controls Engineering |  |  |  | 100 | 5000 |  | 02650152500D | Engineering deliverable: Instrument Sizing <Deliv.>.
02 | 6 | 6 | 50 | 15 | 30 | 00 | D | Loop Performance Analyses <Deliv.> | 026-50-1530-00-D | HR | NO | NO | n/a |  | INDIRECT | Active | Detailed Design (Class 2-1) | Instrumentation & Controls Engineering |  |  |  | 100 | 5000 |  | 02650153000D | Engineering deliverable: Loop Performance Analyses <Deliv.>.
02 | 6 | 6 | 50 | 15 | 35 | 00 | D | PLC / DCS Loading <Deliv.> | 026-50-1535-00-D | HR | NO | NO | n/a |  | INDIRECT | Active | Detailed Design (Class 2-1) | Instrumentation & Controls Engineering |  |  |  | 100 | 5000 |  | 02650153500D | Engineering deliverable: PLC / DCS Loading <Deliv.>.
02 | 6 | 6 | 50 | 15 | 40 | 00 | D | Cause & Effect Matrices <Deliv.> | 026-50-1540-00-D | EA | NO | NO | n/a |  | INDIRECT | Active | Detailed Design (Class 2-1) | Instrumentation & Controls Engineering |  |  |  |  | 5000 |  | 02650154000D | Engineering deliverable: Cause & Effect Matrices <Deliv.>.
02 | 6 | 6 | 50 | 20 | 00 | 00 | D | Data & Lists | 026-50-2000-00-D | HR | NO | NO | n/a |  | INDIRECT | Active | Detailed Design (Class 2-1) | Instrumentation & Controls Engineering |  |  |  | 100 | 5000 |  | 02650200000D | Summary of Data & Lists engineering deliverables.
02 | 6 | 6 | 50 | 20 | 10 | 00 | D | Instrument Index <Deliv.> | 026-50-2010-00-D | HR | NO | NO | n/a |  | INDIRECT | Active | Detailed Design (Class 2-1) | Instrumentation & Controls Engineering |  |  |  | 100 | 5000 |  | 02650201000D | Engineering deliverable: Instrument Index <Deliv.>.
02 | 6 | 6 | 50 | 20 | 15 | 00 | D | I/O List <Deliv.> | 026-50-2015-00-D | HR | NO | NO | n/a |  | INDIRECT | Active | Detailed Design (Class 2-1) | Instrumentation & Controls Engineering |  |  |  | 100 | 5000 |  | 02650201500D | Engineering deliverable: I/O List <Deliv.>.
02 | 6 | 6 | 50 | 20 | 20 | 00 | D | Instrument Datasheets <Deliv.> | 026-50-2020-00-D | HR | NO | NO | n/a |  | INDIRECT | Active | Detailed Design (Class 2-1) | Instrumentation & Controls Engineering |  |  |  | 100 | 5000 |  | 02650202000D | Engineering deliverable: Instrument Datasheets <Deliv.>.
02 | 6 | 6 | 50 | 20 | 35 | 00 | D | DCS/PLC I/O Allocation & Addressing <Deliv.> | 026-50-2035-00-D | HR | NO | NO | n/a |  | INDIRECT | Active | Detailed Design (Class 2-1) | Instrumentation & Controls Engineering |  |  |  | 100 | 5000 |  | 02650203500D | Engineering deliverable: DCS/PLC I/O Allocation & Addressing <Deliv.>.
02 | 6 | 6 | 50 | 30 | 00 | 00 | D | Drawings / MTOs | 026-50-3000-00-D | LS | NO | NO | n/a |  | INDIRECT | Active | Detailed Design (Class 2-1) | Instrumentation & Controls Engineering |  |  |  |  | 5000 |  | 02650300000D | Summary of Drawings / MTOs engineering deliverables.
02 | 6 | 6 | 50 | 30 | 05 | 00 | D | Instrument Location Drawings <Deliv.> | 026-50-3005-00-D | LS | NO | NO | n/a |  | INDIRECT | Active | Detailed Design (Class 2-1) | Instrumentation & Controls Engineering |  |  |  |  | 5000 |  | 02650300500D | Engineering deliverable: Instrument Location Drawings <Deliv.>.
02 | 6 | 6 | 50 | 30 | 10 | 00 | D | Cable Schedules (I&C) and Routing <Deliv.> | 026-50-3010-00-D | LS | NO | NO | n/a |  | INDIRECT | Active | Detailed Design (Class 2-1) | Instrumentation & Controls Engineering |  |  |  |  | 5000 |  | 02650301000D | Engineering deliverable: Cable Schedules (I&C) and Routing <Deliv.>.
02 | 6 | 6 | 50 | 30 | 15 | 00 | D | Loop Diagrams <Deliv.> | 026-50-3015-00-D | LS | NO | NO | n/a |  | INDIRECT | Active | Detailed Design (Class 2-1) | Instrumentation & Controls Engineering |  |  |  |  | 5000 |  | 02650301500D | Engineering deliverable: Loop Diagrams <Deliv.>.
02 | 6 | 6 | 50 | 30 | 20 | 00 | D | Logic Diagrams & Functional Block Diagrams <Deliv.> | 026-50-3020-00-D | LS | NO | NO | n/a |  | INDIRECT | Active | Detailed Design (Class 2-1) | Instrumentation & Controls Engineering |  |  |  |  | 5000 |  | 02650302000D | Engineering deliverable: Logic Diagrams & Functional Block Diagrams <Deliv.>.
02 | 6 | 6 | 50 | 30 | 25 | 00 | D | Panel Layouts & I/O Allocation <Deliv.> | 026-50-3025-00-D | LS | NO | NO | n/a |  | INDIRECT | Active | Detailed Design (Class 2-1) | Instrumentation & Controls Engineering |  |  |  |  | 5000 |  | 02650302500D | Engineering deliverable: Panel Layouts & I/O Allocation <Deliv.>.
02 | 6 | 6 | 50 | 30 | 30 | 00 | D | Hook-up Drawings/Details <Deliv.> | 026-50-3030-00-D | LS | NO | NO | n/a |  | INDIRECT | Active | Detailed Design (Class 2-1) | Instrumentation & Controls Engineering |  |  |  |  | 5000 |  | 02650303000D | Engineering deliverable: Hook-up Drawings/Details <Deliv.>.
02 | 6 | 6 | 50 | 30 | 35 | 00 | D | Instrument Installation Details <Deliv.> | 026-50-3035-00-D | LS | NO | NO | n/a |  | INDIRECT | Active | Detailed Design (Class 2-1) | Instrumentation & Controls Engineering |  |  |  |  | 5000 |  | 02650303500D | Engineering deliverable: Instrument Installation Details <Deliv.>.
02 | 6 | 6 | 50 | 30 | 40 | 00 | D | Instrument Calibration & Test Procedures <Deliv.> | 026-50-3040-00-D | LS | NO | NO | n/a |  | INDIRECT | Active | Detailed Design (Class 2-1) | Instrumentation & Controls Engineering |  |  |  |  | 5000 |  | 02650304000D | Engineering deliverable: Instrument Calibration & Test Procedures <Deliv.>.
02 | 6 | 6 | 50 | 30 | 45 | 00 | D | Impulse/Pneumatic Tubing Routing Details <Deliv.> | 026-50-3045-00-D | LS | NO | NO | n/a |  | INDIRECT | Active | Detailed Design (Class 2-1) | Instrumentation & Controls Engineering |  |  |  |  | 5000 |  | 02650304500D | Engineering deliverable: Impulse/Pneumatic Tubing Routing Details <Deliv.>.
02 | 6 | 6 | 50 | 30 | 50 | 00 | D | Instrumentation MTOs <Deliv.> | 026-50-3050-00-D | LS | NO | NO | n/a |  | INDIRECT | Active | Detailed Design (Class 2-1) | Instrumentation & Controls Engineering |  |  |  |  | 5000 |  | 02650305000D | Engineering deliverable: Instrumentation MTOs <Deliv.>.
02 | 6 | 6 | 75 | 00 | 00 | 00 | 0 | Employee Expenses | 026-75-0000-00-0 | LS | NO | NO | n/a |  | INDIRECT | Active | Detailed Design (Class 2-1) | Employee Expenses | [6 empty] | 026750000000 | Cost of Employee Expenses.
02 | 6 | 6 | 95 | 00 | 00 | 00 | O | Supplies (can be reused) | 026-95-0000-00-O | LS | NO | NO | n/a |  | INDIRECT | Active | Detailed Design (Class 2-1) | Supplies (can be reused) |  |  |  |  | 5400 |  | 02695000000O | Cost of Supplies (can be reused).
02 | 6 | 6 | 99 | 00 | 00 | 00 | O | Project Costs | 026-99-0000-00-O | LS | NO | NO | n/a |  | INDIRECT | Active | Detailed Design (Class 2-1) | Project Costs |  |  |  |  | 5400 |  | 02699000000O | Cost of Project Costs.
02 | 6 | 7 | 00 | 00 | 00 | 00 | 0 | Engineering Construction Support | 027-00-0000-00-0 | HR | YES | YES | n/a |  | INDIRECT | Active | Engineering Construction Support | Summary |  |  |  | 100 |  |  | 027000000000 | Top-level summary of all Engineering Construction Support costs.
02 | 7 | 7 | 05 | 00 | 00 | 00 | L | Engineering Management Constuction | 027-05-0000-00-L | HR | NO | NO | n/a |  | INDIRECT | Active | Engineering Construction Support | General Management & Engineering |  |  |  | 100 | 5000 |  | 02705000000L | Summary of Engineering Management Constuction labor costs.
02 | 7 | 7 | 05 | 60 | 00 | 00 | L | Project Controls | 027-05-6000-00-L | HR | NO | NO | n/a |  | INDIRECT | Active | Engineering Construction Support | General Management & Engineering |  |  |  | 100 | 5000 |  | 02705600000L | Labor cost for Project Controls.
02 | 7 | 7 | 10 | 00 | 00 | 00 | L | Process Engineering | 027-10-0000-00-L | HR | NO | NO | n/a |  | INDIRECT | Active | Engineering Construction Support | Process Engineering |  |  |  | 100 | 5000 |  | 02710000000L | Labor cost for Process Engineering.
02 | 7 | 7 | 15 | 00 | 00 | 00 | L | Safety / Loss Prevention Engineering | 027-15-0000-00-L | HR | NO | NO | n/a |  | INDIRECT | Active | Engineering Construction Support | Safety / Loss Prevention Engineering |  |  |  | 100 | 5000 |  | 02715000000L | Labor cost for Safety / Loss Prevention Engineering.
02 | 7 | 7 | 20 | 00 | 00 | 00 | L | Environmental Engineering | 027-20-0000-00-L | HR | NO | NO | n/a |  | INDIRECT | Active | Engineering Construction Support | Environmental Engineering |  |  |  | 100 | 5000 |  | 02720000000L | Labor cost for Environmental Engineering.
02 | 7 | 7 | 25 | 00 | 00 | 00 | L | Civil / Structural Engineering | 027-25-0000-00-L | HR | NO | NO | n/a |  | INDIRECT | Active | Engineering Construction Support | Civil / Structural Engineering |  |  |  | 100 | 5000 |  | 02725000000L | Labor cost for Civil / Structural Engineering.
02 | 7 | 7 | 30 | 00 | 00 | 00 | L | Mechanical Engineering | 027-30-0000-00-L | HR | NO | NO | n/a |  | INDIRECT | Active | Engineering Construction Support | Mechanical Engineering |  |  |  | 100 | 5000 |  | 02730000000L | Labor cost for Mechanical Engineering.
02 | 7 | 7 | 35 | 00 | 00 | 00 | L | HVAC / Architectural Design & Engineering | 027-35-0000-00-L | HR | NO | NO | n/a |  | INDIRECT | Active | Engineering Construction Support | HVAC / Architectural Design & Engineering |  |  |  | 100 | 5000 |  | 02735000000L | Labor cost for HVAC / Architectural Design & Engineering.
02 | 7 | 7 | 40 | 00 | 00 | 00 | L | Piping Design / Engineering | 027-40-0000-00-L | HR | NO | NO | n/a |  | INDIRECT | Active | Engineering Construction Support | Piping Design / Engineering |  |  |  | 100 | 5000 |  | 02740000000L | Labor cost for Piping Design / Engineering.
02 | 7 | 7 | 45 | 00 | 00 | 00 | L | Electrical Engineering | 027-45-0000-00-L | HR | NO | NO | n/a |  | INDIRECT | Active | Engineering Construction Support | Electrical Engineering |  |  |  | 100 | 5000 |  | 02745000000L | Labor cost for Electrical Engineering.
02 | 7 | 7 | 50 | 00 | 00 | 00 | L | Instrumentation & Controls Engineering | 027-50-0000-00-L | HR | NO | NO | n/a |  | INDIRECT | Active | Engineering Construction Support | Instrumentation & Controls Engineering |  |  |  | 100 | 5000 |  | 02750000000L | Labor cost for Instrumentation & Controls Engineering.
02 | 7 | 7 | 99 | 00 | 00 | 00 | O | Project Costs | 027-99-0000-00-O | LS | NO | NO | n/a |  | INDIRECT | Active | Detailed Design (Class 2-1) | Project Costs |  |  |  |  | 5400 |  | 02799000000O | Cost of Project Costs.
02 | 8 | 8 | 00 | 00 | 00 | 00 | 0 | Engineering Commissioning & Startup Support | 028-00-0000-00-0 | HR | YES | YES | n/a |  | INDIRECT | Active | Engineering Commissioning & Startup Support | Summary |  |  |  | 100 |  |  | 028000000000 | Top-level summary of all Engineering Commissioning & Startup Support costs.
02 | 8 | 8 | 05 | 00 | 00 | 00 | L | Engineering Management Commissioning | 028-05-0000-00-L | HR | NO | NO | n/a |  | INDIRECT | Active | Engineering Commissioning & Startup Support | Commissioning & Startup Management |  |  |  | 100 | 5000 |  | 02805000000L | Summary of Engineering Management Commissioning labor costs.
02 | 8 | 8 | 05 | 60 | 00 | 00 | L | Project Controls | 028-05-6000-00-L | HR | NO | NO | n/a |  | INDIRECT | Active | Engineering Commissioning & Startup Support | Commissioning & Startup Management |  |  |  | 100 | 5000 |  | 02805600000L | Labor cost for Project Controls.
02 | 8 | 8 | 10 | 00 | 00 | 00 | L | Process Engineering | 028-10-0000-00-L | HR | NO | NO | n/a |  | INDIRECT | Active | Engineering Commissioning & Startup Support | Process Engineering |  |  |  | 100 | 5000 |  | 02810000000L | Labor cost for Process Engineering.
02 | 8 | 8 | 15 | 00 | 00 | 00 | L | Safety / Loss Prevention Engineering | 028-15-0000-00-L | HR | NO | NO | n/a |  | INDIRECT | Active | Engineering Commissioning & Startup Support | Safety / Loss Prevention Engineering |  |  |  | 100 | 5000 |  | 02815000000L | Labor cost for Safety / Loss Prevention Engineering.
02 | 8 | 8 | 20 | 00 | 00 | 00 | L | Environmental Engineering | 028-20-0000-00-L | HR | NO | NO | n/a |  | INDIRECT | Active | Engineering Commissioning & Startup Support | Environmental Engineering |  |  |  | 100 | 5000 |  | 02820000000L | Labor cost for Environmental Engineering.
02 | 8 | 8 | 25 | 00 | 00 | 00 | L | Civil / Structural Engineering | 028-25-0000-00-L | HR | NO | NO | n/a |  | INDIRECT | Active | Engineering Commissioning & Startup Support | Civil / Structural Engineering |  |  |  | 100 | 5000 |  | 02825000000L | Labor cost for Civil / Structural Engineering.
02 | 8 | 8 | 30 | 00 | 00 | 00 | L | Mechanical Engineering | 028-30-0000-00-L | HR | NO | NO | n/a |  | INDIRECT | Active | Engineering Commissioning & Startup Support | Mechanical Engineering |  |  |  | 100 | 5000 |  | 02830000000L | Labor cost for Mechanical Engineering.
02 | 8 | 8 | 35 | 00 | 00 | 00 | L | HVAC / Architectural Design & Engineering | 028-35-0000-00-L | HR | NO | NO | n/a |  | INDIRECT | Active | Engineering Commissioning & Startup Support | HVAC / Architectural Design & Engineering |  |  |  | 100 | 5000 |  | 02835000000L | Labor cost for HVAC / Architectural Design & Engineering.
02 | 8 | 8 | 40 | 00 | 00 | 00 | L | Piping Design / Engineering | 028-40-0000-00-L | HR | NO | NO | n/a |  | INDIRECT | Active | Engineering Commissioning & Startup Support | Piping Design / Engineering |  |  |  | 100 | 5000 |  | 02840000000L | Labor cost for Piping Design / Engineering.
02 | 8 | 8 | 45 | 00 | 00 | 00 | L | Electrical Engineering | 028-45-0000-00-L | HR | NO | NO | n/a |  | INDIRECT | Active | Engineering Commissioning & Startup Support | Electrical Engineering |  |  |  | 100 | 5000 |  | 02845000000L | Labor cost for Electrical Engineering.
02 | 8 | 8 | 50 | 00 | 00 | 00 | L | Instrumentation & Controls Engineering | 028-50-0000-00-L | HR | NO | NO | n/a |  | INDIRECT | Active | Engineering Commissioning & Startup Support | Instrumentation & Controls Engineering |  |  |  | 100 | 5000 |  | 02850000000L | Labor cost for Instrumentation & Controls Engineering.
02 | 0 | 8 | 99 | 00 | 00 | 00 | O | Project Costs | 028-99-0000-00-O | LS | NO | NO | n/a |  | INDIRECT | Active | Detailed Design (Class 2-1) | Project Costs |  |  |  |  | 5400 |  | 02899000000O | Cost of Project Costs.
03 | 2 | 0 | 00 | 00 | 00 | 00 | 0 | Procurement | 030-00-0000-00-0 | LS | NO | NO | n/a |  |  | Active | Procurement | Summary | [6 empty] | 030000000000 | Top-level summary of all Procurement costs.
03 | 2 | 2 | 00 | 00 | 00 | 00 | 0 | Procurement Support Labor | 032-00-0000-00-0 | HR | YES | YES | n/a |  |  | Active | Procurement Support Labor | Summary | [6 empty] | 032000000000 | Top-level summary of all Procurement Support Labor costs.
03 | 2 | 2 | 10 | 00 | 00 | 00 | L | Procurement Management | 032-10-0000-00-L | HR | YES | NO | n/a |  |  | Active | Procurement Support Labor | Procurement Management |  |  |  |  | 5000 |  | 03210000000L | Summary of Procurement Management labor costs.
03 | 2 | 2 | 10 | 10 | 00 | 00 | L | Procurement planning & strategy | 032-10-1000-00-L | HR | YES | NO | n/a |  |  | Active | Procurement Support Labor | Procurement Management |  |  |  |  | 5000 |  | 03210100000L | Labor cost for Procurement planning & strategy.
03 | 2 | 2 | 10 | 20 | 00 | 00 | L | Procurement procedures, manuals, vendor QA requirements | 032-10-2000-00-L | HR | YES | NO | n/a |  |  | Active | Procurement Support Labor | Procurement Management |  |  |  |  | 5000 |  | 03210200000L | Labor cost for Procurement procedures, manuals, vendor QA requirements.
03 | 3 | 2 | 10 | 30 | 00 | 00 | L | Procurement staffing, management, and overhead | 032-10-3000-00-L | HR | YES | NO | n/a |  |  | Active | Procurement Support Labor | Procurement Management |  |  |  |  | 5000 |  | 03210300000L | Labor cost for Procurement staffing, management, and overhead.
03 | 3 | 3 | 00 | 00 | 00 | 00 | 0 | Procurement Activities | 033-00-0000-00-0 | HR | YES | YES | n/a |  |  | Active | Procurement Activities | Summary | [6 empty] | 033000000000 | Top-level summary of all Procurement Activities costs.
03 | 3 | 3 | 20 | 00 | 00 | 00 | I | Vendor Pre-Qualification & Bidding | 033-20-0000-00-I | LT | YES | NO | n/a |  |  | Active | Procurement Activities | Vendor Pre-Qualification & Bidding |  |  |  |  | 5000 |  | 03320000000I | Summary of Vendor Pre-Qualification & Bidding costs.
03 | 3 | 3 | 20 | 10 | 00 | 00 | I | Vendor pre-qualification | 033-20-1000-00-I | EA | YES | NO | n/a |  |  | Active | Procurement Activities | Vendor Pre-Qualification & Bidding |  |  |  |  | 5000 |  | 03320100000I | Indirect cost for Vendor pre-qualification.
03 | 3 | 3 | 20 | 20 | 00 | 00 | I | Preparation of RFQs | 033-20-2000-00-I | EA | YES | NO | n/a |  |  | Active | Procurement Activities | Vendor Pre-Qualification & Bidding |  |  |  |  | 5000 |  | 03320200000I | Indirect cost for Preparation of RFQs.
03 | 3 | 3 | 20 | 30 | 00 | 00 | I | Bid evaluation (technical + commercial) | 033-20-3000-00-I | EA | YES | NO | n/a |  |  | Active | Procurement Activities | Vendor Pre-Qualification & Bidding |  |  |  |  | 5000 |  | 03320300000I | Indirect cost for Bid evaluation (technical + commercial).
03 | 3 | 3 | 20 | 40 | 00 | 00 | I | Clarifications & negotiations | 033-20-4000-00-I | EA | YES | NO | n/a |  |  | Active | Procurement Activities | Vendor Pre-Qualification & Bidding |  |  |  |  | 5000 |  | 03320400000I | Indirect cost for Clarifications & negotiations.
03 | 3 | 3 | 30 | 00 | 00 | 00 | I | Purchasing | 033-30-0000-00-I | LT | YES | NO | n/a |  |  | Active | Procurement Activities | Purchasing |  |  |  |  | 5000 |  | 03330000000I | Summary of Purchasing costs.
03 | 3 | 3 | 30 | 10 | 00 | 00 | I | Purchase order preparation & award | 033-30-1000-00-I | EA | YES | NO | n/a |  |  | Active | Procurement Activities | Purchasing |  |  |  |  | 5000 |  | 03330100000I | Indirect cost for Purchase order preparation & award.
03 | 3 | 3 | 30 | 20 | 00 | 00 | I | Expediting (desk + field) | 033-30-2000-00-I | HR | YES | NO | n/a |  |  | Active | Procurement Activities | Purchasing |  |  |  |  | 5000 |  | 03330200000I | Indirect cost for Expediting (desk + field).
03 | 3 | 3 | 30 | 30 | 00 | 00 | I | Supplier documentation management | 033-30-3000-00-I | HR | YES | NO | n/a |  |  | Active | Procurement Activities | Purchasing |  |  |  |  | 5000 |  | 03330300000I | Indirect cost for Supplier documentation management.
03 | 3 | 3 | 30 | 40 | 00 | 00 | I | Inspection & Quality Assurance | 033-30-4000-00-I | HR | YES | NO | n/a |  |  | Active | Procurement Activities | Purchasing |  |  |  |  | 5000 |  | 03330400000I | Indirect cost for Inspection & Quality Assurance.
03 | 3 | 3 | 30 | 50 | 00 | 00 | I | Source inspection | 033-30-5000-00-I | HR | YES | NO | n/a |  |  | Active | Procurement Activities | Purchasing |  |  |  |  | 5000 |  | 03330500000I | Indirect cost for Source inspection.
03 | 3 | 3 | 30 | 60 | 00 | 00 | I | FAT (Factory Acceptance Testing) | 033-30-6000-00-I | EA | YES | NO | n/a |  |  | Active | Procurement Activities | Purchasing |  |  |  |  | 5000 |  | 03330600000I | Indirect cost for FAT (Factory Acceptance Testing).
03 | 3 | 3 | 30 | 70 | 00 | 00 | I | Certifications, quality records | 033-30-7000-00-I | EA | YES | NO | n/a |  |  | Active | Procurement Activities | Purchasing |  |  |  |  | 5000 |  | 03330700000I | Indirect cost for Certifications, quality records.
03 | 3 | 3 | 40 | 00 | 00 | 00 | O | Logistics & Traffic | 033-40-0000-00-O | LT | YES | NO | n/a |  |  | Active | Procurement Activities | Logistics & Traffic |  |  |  |  | 5400 |  | 03340000000O | Summary of Logistics & Traffic costs.
03 | 3 | 3 | 40 | 10 | 00 | 00 | O | Export packaging | 033-40-1000-00-O | EA | YES | NO | n/a |  |  | Active | Procurement Activities | Logistics & Traffic |  |  |  |  | 5400 |  | 03340100000O | Cost of Export packaging.
03 | 3 | 3 | 40 | 20 | 00 | 00 | O | Freight forwarding | 033-40-2000-00-O | EA | YES | NO | n/a |  |  | Active | Procurement Activities | Logistics & Traffic |  |  |  |  | 5400 |  | 03340200000O | Cost of Freight forwarding.
03 | 3 | 3 | 40 | 30 | 00 | 00 | O | Customs, duties & taxes | 033-40-3000-00-O | EA | YES | NO | n/a |  |  | Active | Procurement Activities | Logistics & Traffic |  |  |  |  | 5400 |  | 03340300000O | Cost of Customs, duties & taxes.
03 | 3 | 3 | 40 | 40 | 00 | 00 | O | Inland transportation | 033-40-4000-00-O | EA | YES | NO | n/a |  |  | Active | Procurement Activities | Logistics & Traffic |  |  |  |  | 5400 |  | 03340400000O | Cost of Inland transportation.
03 | 0 | 3 | 40 | 50 | 00 | 00 | O | Delivery coordination | 033-40-5000-00-O | HR | YES | NO | n/a |  |  | Active | Procurement Activities | Logistics & Traffic |  |  |  |  | 5400 |  | 03340500000O | Cost of Delivery coordination.
03 | 2 | 4 | 00 | 00 | 00 | 00 | 0 | Engineered Equipment | 034-00-0000-00-0 | HR | YES | YES | n/a |  |  | Active | Procurement Activities | Summary | [6 empty] | 034000000000 | Top-level summary of all Engineered Equipment costs.
03 | 2 | 4 | 20 | 00 | 00 | 00 | M | Process Equipment | 034-20-0000-00-M | EA | YES | NO | n/a |  |  | Active | Procurement Activities | Vendor Pre-Qualification & Bidding |  |  |  |  | 5100 |  | 03420000000M | Material cost for Process Equipment.
2
05 | 2 | 0 | 00 | 00 | 00 | 00 | 0 | Field Indirects | 050-00-0000-00-0 | LT | NO | NO | n/a | 2010 | Indirects | Active | Field Indirects | Summary |  |  |  |  | 5000 | Indirects | 050000000000 | Top-level summary of all Field Indirects costs.
05 | 2 | 2 | 00 | 00 | 00 | 00 | 0 | Field Staff | 052-00-0000-00-0 | HR | YES | YES | n/a | 2010 | Indirect Staff | Active | Field Staff | Summary |  |  |  |  | 5000 | Indirects | 052000000000 | Top-level summary of all Field Staff costs.
05 | 2 | 2 | 10 | 00 | 00 | 00 | L | Management | 052-10-0000-00-L | HR | NO | NO | n/a | 2010 | Indirect Staff | Active | Field Staff | Management |  |  |  |  | 5000 | Indirects | 05210000000L | Summary of Management labor costs.
05 | 2 | 2 | 10 | 10 | 00 | 00 | L | Site Manager | 052-10-1000-00-L | HR | NO | NO | n/a | 2010 | Indirect Staff | Active | Field Staff | Management |  |  |  |  | 5000 | Indirects | 05210100000L | Labor cost for Site Manager.
05 | 2 | 2 | 10 | 20 | 00 | 00 | L | Assistant Site Manager | 052-10-2000-00-L | HR | NO | NO | n/a | 2010 | Indirect Staff | Active | Field Staff | Management |  |  |  |  | 5000 | Indirects | 05210200000L | Labor cost for Assistant Site Manager.
05 | 2 | 2 | 10 | 30 | 00 | 00 | L | Contract Manager | 052-10-3000-00-L | HR | NO | NO | n/a | 2010 | Indirect Staff | Active | Field Staff | Management |  |  |  |  | 5000 | Indirects | 05210300000L | Labor cost for Contract Manager.
05 | 2 | 2 | 15 | 00 | 00 | 00 | L | Superintendents | 052-15-0000-00-L | HR | NO | NO | n/a | 2010 | Indirect Staff | Active | Field Staff | Superintendents |  |  |  |  | 5000 | Indirects | 05215000000L | Summary of Superintendents labor costs.
05 | 2 | 2 | 15 | 10 | 00 | 00 | L | Superintendents - General Field | 052-15-1000-00-L | HR | NO | NO | n/a | 2010 | Indirect Staff | Active | Field Staff | Superintendents |  |  |  |  | 5000 | Indirects | 05215100000L | Labor cost for Superintendents - General Field.
05 | 2 | 2 | 15 | 25 | 00 | 00 | L | Superintendents - Civil | 052-15-2500-00-L | HR | NO | NO | n/a | 2010 | Indirect Staff | Active | Field Staff | Superintendents |  |  |  |  | 5000 | Indirects | 05215250000L | Labor cost for Superintendents - Civil.
05 | 2 | 2 | 15 | 30 | 00 | 00 | L | Superintendents - Concrete | 052-15-3000-00-L | HR | NO | NO | n/a | 2010 | Indirect Staff | Active | Field Staff | Superintendents |  |  |  |  | 5000 | Indirects | 05215300000L | Labor cost for Superintendents - Concrete.
05 | 2 | 2 | 15 | 35 | 00 | 00 | L | Superintendents - Structural | 052-15-3500-00-L | HR | NO | NO | n/a | 2010 | Indirect Staff | Active | Field Staff | Superintendents |  |  |  |  | 5000 | Indirects | 05215350000L | Labor cost for Superintendents - Structural.
05 | 2 | 2 | 15 | 40 | 00 | 00 | L | Superintendents - Boilermaker | 052-15-4000-00-L | HR | NO | NO | n/a | 2010 | Indirect Staff | Active | Field Staff | Superintendents |  |  |  |  | 5000 | Indirects | 05215400000L | Labor cost for Superintendents - Boilermaker.
05 | 2 | 2 | 15 | 45 | 00 | 00 | L | Superintendents - Millwright | 052-15-4500-00-L | HR | NO | NO | n/a | 2010 | Indirect Staff | Active | Field Staff | Superintendents |  |  |  |  | 5000 | Indirects | 05215450000L | Labor cost for Superintendents - Millwright.
05 | 2 | 2 | 15 | 50 | 00 | 00 | L | Superintendents - Pipe | 052-15-5000-00-L | HR | NO | NO | n/a | 2010 | Indirect Staff | Active | Field Staff | Superintendents |  |  |  |  | 5000 | Indirects | 05215500000L | Labor cost for Superintendents - Pipe.
05 | 2 | 2 | 15 | 55 | 00 | 00 | L | Superintendents - Electrical | 052-15-5500-00-L | HR | NO | NO | n/a | 2010 | Indirect Staff | Active | Field Staff | Superintendents |  |  |  |  | 5000 | Indirects | 05215550000L | Labor cost for Superintendents - Electrical.
05 | 2 | 2 | 15 | 60 | 00 | 00 | L | Superintendents - Instrumentation | 052-15-6000-00-L | HR | NO | NO | n/a | 2010 | Indirect Staff | Active | Field Staff | Superintendents |  |  |  |  | 5000 | Indirects | 05215600000L | Labor cost for Superintendents - Instrumentation.
05 | 2 | 2 | 15 | 65 | 00 | 00 | L | Superintendents - Insulator | 052-15-6500-00-L | HR | NO | NO | n/a | 2010 | Indirect Staff | Active | Field Staff | Superintendents |  |  |  |  | 5000 | Indirects | 05215650000L | Labor cost for Superintendents - Insulator.
05 | 2 | 2 | 15 | 66 | 00 | 00 | L | Superintendents - Paint | 052-15-6600-00-L | HR | NO | NO | n/a | 2010 | Indirect Staff | Active | Field Staff | Superintendents |  |  |  |  | 5000 | Indirects | 05215660000L | Labor cost for Superintendents - Paint.
05 | 2 | 2 | 20 | 00 | 00 | 00 | L | General Foremen | 052-20-0000-00-L | HR | NO | NO | n/a | 2010 | Indirect Staff | Active | Field Staff | General Foremen |  |  |  |  | 5000 | Indirects | 05220000000L | Summary of General Foremen labor costs.
05 | 2 | 2 | 20 | 10 | 00 | 00 | L | General Foremen - Laborer | 052-20-1000-00-L | HR | NO | NO | n/a | 2010 | Indirect Staff | Active | Field Staff | General Foremen |  |  |  |  | 5000 | Indirects | 05220100000L | Labor cost for General Foremen - Laborer.
05 | 2 | 2 | 20 | 15 | 00 | 00 | L | General Foremen - Carpenter | 052-20-1500-00-L | HR | NO | NO | n/a | 2010 | Indirect Staff | Active | Field Staff | General Foremen |  |  |  |  | 5000 | Indirects | 05220150000L | Labor cost for General Foremen - Carpenter.
05 | 2 | 2 | 20 | 20 | 00 | 00 | L | General Foremen - Ironworker | 052-20-2000-00-L | HR | NO | NO | n/a | 2010 | Indirect Staff | Active | Field Staff | General Foremen |  |  |  |  | 5000 | Indirects | 05220200000L | Labor cost for General Foremen - Ironworker.
05 | 2 | 2 | 20 | 25 | 00 | 00 | L | General Foremen - Boilermaker | 052-20-2500-00-L | HR | NO | NO | n/a | 2010 | Indirect Staff | Active | Field Staff | General Foremen |  |  |  |  | 5000 | Indirects | 05220250000L | Labor cost for General Foremen - Boilermaker.
05 | 2 | 2 | 20 | 30 | 00 | 00 | L | General Foremen - Millwright | 052-20-3000-00-L | HR | NO | NO | n/a | 2010 | Indirect Staff | Active | Field Staff | General Foremen |  |  |  |  | 5000 | Indirects | 05220300000L | Labor cost for General Foremen - Millwright.
05 | 2 | 2 | 20 | 35 | 00 | 00 | L | General Foremen - Pipefitter | 052-20-3500-00-L | HR | NO | NO | n/a | 2010 | Indirect Staff | Active | Field Staff | General Foremen |  |  |  |  | 5000 | Indirects | 05220350000L | Labor cost for General Foremen - Pipefitter.
05 | 2 | 2 | 20 | 40 | 00 | 00 | L | General Foremen - Electrician | 052-20-4000-00-L | HR | NO | NO | n/a | 2010 | Indirect Staff | Active | Field Staff | General Foremen |  |  |  |  | 5000 | Indirects | 05220400000L | Labor cost for General Foremen - Electrician.
05 | 2 | 2 | 20 | 45 | 00 | 00 | L | General Foremen - Instrument Tech | 052-20-4500-00-L | HR | NO | NO | n/a | 2010 | Indirect Staff | Active | Field Staff | General Foremen |  |  |  |  | 5000 | Indirects | 05220450000L | Labor cost for General Foremen - Instrument Tech.
05 | 2 | 2 | 20 | 50 | 00 | 00 | L | General Foremen - Insulator | 052-20-5000-00-L | HR | NO | NO | n/a | 2010 | Indirect Staff | Active | Field Staff | General Foremen |  |  |  |  | 5000 | Indirects | 05220500000L | Labor cost for General Foremen - Insulator.
05 | 2 | 2 | 20 | 55 | 00 | 00 | L | General Foremen - Paint | 052-20-5500-00-L | HR | NO | NO | n/a | 2010 | Indirect Staff | Active | Field Staff | General Foremen |  |  |  |  | 5000 | Indirects | 05220550000L | Labor cost for General Foremen - Paint.
05 | 2 | 2 | 25 | 00 | 00 | 00 | L | Administration | 052-25-0000-00-L | HR | NO | NO | n/a | 2010 | Indirect Staff | Active | Field Staff | Administration |  |  |  |  | 5000 | Indirects | 05225000000L | Summary of Administration labor costs.
05 | 2 | 2 | 25 | 10 | 00 | 00 | L | Office Manager | 052-25-1000-00-L | HR | NO | NO | n/a | 2010 | Indirect Staff | Active | Field Staff | Administration |  |  |  |  | 5000 | Indirects | 05225100000L | Labor cost for Office Manager.
05 | 2 | 2 | 25 | 20 | 00 | 00 | L | Clerical | 052-25-2000-00-L | HR | NO | NO | n/a | 2010 | Indirect Staff | Active | Field Staff | Administration |  |  |  |  | 5000 | Indirects | 05225200000L | Labor cost for Clerical.
05 | 2 | 2 | 25 | 30 | 00 | 00 | L | Document Control Manager | 052-25-3000-00-L | HR | NO | NO | n/a | 2010 | Indirect Staff | Active | Field Staff | Administration |  |  |  |  | 5000 | Indirects | 05225300000L | Labor cost for Document Control Manager.
05 | 2 | 2 | 25 | 40 | 00 | 00 | L | Document Control Clerk | 052-25-4000-00-L | HR | NO | NO | n/a | 2010 | Indirect Staff | Active | Field Staff | Administration |  |  |  |  | 5000 | Indirects | 05225400000L | Labor cost for Document Control Clerk.
05 | 2 | 2 | 30 | 00 | 00 | 00 | L | Procurement/Subcontract | 052-30-0000-00-L | HR | NO | NO | n/a | 2010 | Indirect Staff | Active | Field Staff | Procurement/Subcontract |  |  |  |  | 5000 | Indirects | 05230000000L | Summary of Procurement/Subcontract labor costs.
05 | 2 | 2 | 30 | 10 | 00 | 00 | L | Procurement Manager | 052-30-1000-00-L | HR | NO | NO | n/a | 2010 | Indirect Staff | Active | Field Staff | Procurement/Subcontract |  |  |  |  | 5000 | Indirects | 05230100000L | Labor cost for Procurement Manager.
05 | 2 | 2 | 30 | 20 | 00 | 00 | L | Procurement Administrator | 052-30-2000-00-L | HR | NO | NO | n/a | 2010 | Indirect Staff | Active | Field Staff | Procurement/Subcontract |  |  |  |  | 5000 | Indirects | 05230200000L | Labor cost for Procurement Administrator.
05 | 2 | 2 | 30 | 30 | 00 | 00 | L | Buyer | 052-30-3000-00-L | HR | NO | NO | n/a | 2010 | Indirect Staff | Active | Field Staff | Procurement/Subcontract |  |  |  |  | 5000 | Indirects | 05230300000L | Labor cost for Buyer.
05 | 2 | 2 | 30 | 40 | 00 | 00 | L | Subcontract Manager | 052-30-4000-00-L | HR | NO | NO | n/a | 2010 | Indirect Staff | Active | Field Staff | Procurement/Subcontract |  |  |  |  | 5000 | Indirects | 05230400000L | Labor cost for Subcontract Manager.
05 | 2 | 2 | 30 | 50 | 00 | 00 | L | Subcontract Administrator | 052-30-5000-00-L | HR | NO | NO | n/a | 2010 | Indirect Staff | Active | Field Staff | Procurement/Subcontract |  |  |  |  | 5000 | Indirects | 05230500000L | Labor cost for Subcontract Administrator.
05 | 2 | 2 | 35 | 00 | 00 | 00 | L | Project Controls | 052-35-0000-00-L | HR | NO | NO | n/a | 2010 | Indirect Staff | Active | Field Staff | Project Controls |  |  |  |  | 5000 | Indirects | 05235000000L | Summary of Project Controls labor costs.
05 | 2 | 2 | 35 | 10 | 00 | 00 | L | Project Controls Manager | 052-35-1000-00-L | HR | NO | NO | n/a | 2010 | Indirect Staff | Active | Field Staff | Project Controls |  |  |  |  | 5000 | Indirects | 05235100000L | Labor cost for Project Controls Manager.
05 | 2 | 2 | 35 | 20 | 00 | 00 | L | Scheduler | 052-35-2000-00-L | HR | NO | NO | n/a | 2010 | Indirect Staff | Active | Field Staff | Project Controls |  |  |  |  | 5000 | Indirects | 05235200000L | Labor cost for Scheduler.
05 | 2 | 2 | 35 | 30 | 00 | 00 | L | Cost Engineer | 052-35-3000-00-L | HR | NO | NO | n/a | 2010 | Indirect Staff | Active | Field Staff | Project Controls |  |  |  |  | 5000 | Indirects | 05235300000L | Labor cost for Cost Engineer.
05 | 2 | 2 | 40 | 00 | 00 | 00 | L | Field Engineer | 052-40-0000-00-L | HR | NO | NO | n/a | 2010 | Indirect Staff | Active | Field Staff | Field Engineer |  |  |  |  | 5000 | Indirects | 05240000000L | Summary of Field Engineer labor costs.
05 | 2 | 2 | 40 | 10 | 00 | 00 | L | Civil Field Engineering | 052-40-1000-00-L | HR | NO | NO | n/a | 2010 | Indirect Staff | Active | Field Staff | Field Engineer |  |  |  |  | 5000 | Indirects | 05240100000L | Labor cost for Civil Field Engineering. | added
05 | 2 | 2 | 40 | 11 | 00 | 00 | L | Surveying / Layout | 052-40-1100-00-L | HR | YES | NO | n/a | 2010 | Indirect Staff | Active | Field Staff | Field Engineer |  |  |  |  | 5000 | Indirects | 05240110000L | Labor cost for Surveying / Layout. | moved from quality
05 | 2 | 2 | 40 | 50 | 00 | 00 | L | Mechanical Field Engineering | 052-40-5000-00-L | HR | NO | NO | n/a | 2010 | Indirect Staff | Active | Field Staff | Field Engineer |  |  |  |  | 5000 | Indirects | 05240500000L | Labor cost for Mechanical Field Engineering. | added
05 | 2 | 2 | 40 | 60 | 00 | 00 | L | Piping Field Engineering | 052-40-6000-00-L | HR | NO | NO | n/a | 2010 | Indirect Staff | Active | Field Staff | Field Engineer |  |  |  |  | 5000 | Indirects | 05240600000L | Labor cost for Piping Field Engineering. | added
05 | 2 | 2 | 40 | 70 | 00 | 00 | L | Electrical Field Engineering | 052-40-7000-00-L | HR | NO | NO | n/a | 2010 | Indirect Staff | Active | Field Staff | Field Engineer |  |  |  |  | 5000 | Indirects | 05240700000L | Labor cost for Electrical Field Engineering. | added
05 | 2 | 2 | 45 | 00 | 00 | 00 | L | Safety | 052-45-0000-00-L | HR | NO | NO | n/a | 2010 | Indirect Staff | Active | Field Staff | Safety |  |  |  |  | 5000 | Indirects | 05245000000L | Summary of Safety labor costs. | review admin which includes supplies & training.
05 | 2 | 2 | 45 | 10 | 00 | 00 | L | Safety Manager | 052-45-1000-00-L | HR | NO | NO | n/a | 2010 | Indirect Staff | Active | Field Staff | Safety |  |  |  |  | 5000 | Indirects | 05245100000L | Labor cost for Safety Manager.
05 | 2 | 2 | 45 | 20 | 00 | 00 | L | Safety Inspector | 052-45-2000-00-L | HR | NO | NO | n/a | 2010 | Indirect Staff | Active | Field Staff | Safety |  |  |  |  | 5000 | Indirects | 05245200000L | Labor cost for Safety Inspector.
05 | 2 | 2 | 45 | 30 | 00 | 00 | L | Industrial Hygienist | 052-45-3000-00-L | HR | NO | NO | n/a | 2010 | Indirect Staff | Active | Field Staff | Safety |  |  |  |  | 5000 | Indirects | 05245300000L | Labor cost for Industrial Hygienist.
05 | 2 | 2 | 45 | 40 | 00 | 00 | L | EMT | 052-45-4000-00-L | HR | NO | NO | n/a | 2010 | Indirect Staff | Active | Field Staff | Safety |  |  |  |  | 5000 | Indirects | 05245400000L | Labor cost for EMT.
05 | 2 | 2 | 45 | 50 | 00 | 00 | L | Rescue Team | 052-45-5000-00-L | HR | NO | NO | n/a | 2010 | Indirect Staff | Active | Field Staff | Safety |  |  |  |  | 5000 | Indirects | 05245500000L | Labor cost for Rescue Team.
05 | 2 | 2 | 50 | 00 | 00 | 00 | 0 | Quality | 052-50-0000-00-0 | HR | YES | NO | n/a | 2010 | Indirect Staff | Active | Field Staff | Quality |  |  |  |  | 5000 | Indirects | 052500000000 | Summary of Quality costs.
05 | 2 | 2 | 50 | 10 | 00 | 00 | L | Quality Manager | 052-50-1000-00-L | HR | NO | NO | n/a | 2010 | Indirect Staff | Active | Field Staff | Quality |  |  |  |  | 5000 | Indirects | 05250100000L | Labor cost for Quality Manager.
05 | 2 | 2 | 50 | 20 | 00 | 00 | L | Quality/Third Party Inspector | 052-50-2000-00-L | HR | YES | NO | n/a | 2010 | Indirect Staff | Active | Field Staff | Quality |  |  |  |  | 5000 | Indirects | 05250200000L | Labor cost for Quality Inspector.
05 | 2 | 2 | 50 | 40 | 00 | 00 | S | (Reserved) Authorized Inspector | 052-50-4000-00-S | HR | YES | NO | n/a | 2010 | Indirect Staff | Active | Field Staff | Quality |  |  |  |  | 5200 | Indirects | 05250400000S | Cost of subcontracted (Reserved) Authorized Inspector work. | potential direct work & subcontract
05 | 2 | 2 | 50 | 50 | 00 | 00 | S | (Reserved) Special Inspections | 052-50-5000-00-S | HR | YES | NO | n/a | 2010 | Indirect Staff | Active | Field Staff | Quality |  |  |  |  | 5200 | Indirects | 05250500000S | Cost of subcontracted (Reserved) Special Inspections work. | potential direct work & subcontract
05 | 2 | 2 | 55 | 00 | 00 | 00 | L | Material Control | 052-55-0000-00-L | HR | NO | NO | n/a | 2010 | Indirect Staff | Active | Field Staff | Material Control |  |  |  |  | 5000 | Indirects | 05255000000L | Summary of Material Control labor costs.
05 | 2 | 2 | 55 | 10 | 00 | 00 | L | Warehouse / Material Manager | 052-55-1000-00-L | HR | NO | NO | n/a | 2010 | Indirect Staff | Active | Field Staff | Material Control |  |  |  |  | 5000 | Indirects | 05255100000L | Summary of Warehouse / Material Manager labor costs.
05 | 2 | 2 | 55 | 10 | 05 | 00 | L | Warehouse | 052-55-1005-00-L | HR | NO | NO | n/a | 2010 | Indirect Staff | Active | Field Staff | Material Control |  |  |  |  | 5000 | Indirects | 05255100500L | Labor cost for Warehouse.
05 | 2 | 2 | 55 | 20 | 00 | 00 | L | Unload & Handle | 052-55-2000-00-L | HR | NO | NO | n/a | 2010 | Indirect Staff | Active | Field Staff | Material Control |  |  |  |  | 5000 | Indirects | 05255200000L | Labor cost for Unload & Handle.
05 | 2 | 2 | 55 | 30 | 00 | 00 | L | Material Runner | 052-55-3000-00-L | HR | NO | NO | n/a | 2010 | Indirect Staff | Active | Field Staff | Material Control |  |  |  |  | 5000 | Indirects | 05255300000L | Labor cost for Material Runner.
05 | 2 | 2 | 60 | 00 | 00 | 00 | L | General Field Labor Support | 052-60-0000-00-L | HR | YES | NO | n/a | 2010 | Indirect Staff | Active | Field Staff | General Field Labor Support |  |  |  |  | 5000 | Indirects | 05260000000L | Summary of General Field Labor Support costs. | note material control in admin is 55
05 | 2 | 2 | 60 | 10 | 00 | 00 | L | General Site Clean-up | 052-60-1000-00-L | HR | NO | NO | n/a | 2010 | Indirect Staff | Active | Field Staff | General Field Labor Support |  |  |  |  | 5000 | Indirects | 05260100000L | Labor cost for General Site Clean-up.
05 | 2 | 2 | 60 | 20 | 00 | 00 | L | Tool Room Attendant | 052-60-2000-00-L | HR | NO | NO | n/a | 2010 | Indirect Staff | Active | Field Staff | General Field Labor Support |  |  |  |  | 5000 | Indirects | 05260200000L | Labor cost for Tool Room Attendant. | Moved from material control to site support
05 | 2 | 2 | 60 | 30 | 00 | 00 | L | Scaffolding | 052-60-3000-00-L | HR | YES | NO | n/a | 2010 | Indirect Staff | Active | Field Staff | General Field Labor Support |  |  |  |  | 5000 | Indirects | 05260300000L | Labor cost for Scaffolding.
05 | 2 | 2 | 60 | 40 | 00 | 00 | L | Traffic Control | 052-60-4000-00-L | HR | YES | NO | n/a | 2010 | Indirect Staff | Active | Field Staff | General Field Labor Support |  |  |  |  | 5000 | Indirects | 05260400000L | Labor cost for Traffic Control.
05 | 2 | 2 | 60 | 50 | 00 | 00 | L | Site Maintenance | 052-60-5000-00-L | HR | NO | NO | n/a | 2010 | Indirect Staff | Active | Field Staff | General Field Labor Support |  |  |  |  | 5000 | Indirects | 05260500000L | Summary of Site Maintenance labor costs.
05 | 2 | 2 | 60 | 50 | 05 | 00 | L | Weather Protection | 052-60-5005-00-L | HR | NO | NO | n/a | 2010 | Indirect Staff | Active | Field Staff | General Field Labor Support |  |  |  |  | 5000 | Indirects | 05260500500L | Labor cost for Weather Protection.
05 | 2 | 2 | 60 | 50 | 10 | 00 | L | Dust Control | 052-60-5010-00-L | HR | NO | NO | n/a | 2010 | Indirect Staff | Active | Field Staff | General Field Labor Support |  |  |  |  | 5000 | Indirects | 05260501000L | Labor cost for Dust Control.
05 | 2 | 2 | 60 | 50 | 15 | 00 | L | Concrete Washout | 052-60-5015-00-L | HR | NO | NO | n/a | 2010 | Indirect Staff | Active | Field Staff | General Field Labor Support |  |  |  |  | 5000 | Indirects | 05260501500L | Labor cost for Concrete Washout.
05 | 2 | 2 | 60 | 50 | 20 | 00 | L | Snow Removal | 052-60-5020-00-L | HR | NO | NO | n/a | 2010 | Indirect Staff | Active | Field Staff | General Field Labor Support |  |  |  |  | 5000 | Indirects | 05260502000L | Labor cost for Snow Removal.
05 | 2 | 2 | 60 | 50 | 25 | 00 | L | Stormwater Control | 052-60-5025-00-L | HR | NO | NO | n/a | 2010 | Indirect Staff | Active | Field Staff | General Field Labor Support |  |  |  |  | 5000 | Indirects | 05260502500L | Labor cost for Stormwater Control.
05 | 2 | 2 | 60 | 55 | 00 | 00 | L | Operators & Drivers | 052-60-5500-00-L | HR | NO | NO | n/a | 2010 | Indirect Staff | Active | Field Staff | General Field Labor Support |  |  |  |  | 5000 | Indirects | 05260550000L | Summary of Operators & Drivers labor costs.
05 | 2 | 2 | 60 | 55 | 05 | 00 | L | Forklift Operator | 052-60-5505-00-L | HR | NO | NO | n/a | 2010 | Indirect Staff | Active | Field Staff | General Field Labor Support |  |  |  |  | 5000 | Indirects | 05260550500L | Labor cost for Forklift Operator.
05 | 3 | 2 | 60 | 55 | 10 | 00 | L | Crane Operator | 052-60-5510-00-L | HR | NO | NO | n/a | 2010 | Indirect Staff | Active | Field Staff | General Field Labor Support |  |  |  |  | 5000 | Indirects | 05260551000L | Labor cost for Crane Operator.
05 | 3 | 2 | 60 | 55 | 15 | 00 | L | Bus Drivers | 052-60-5515-00-L | HR | NO | NO | n/a | 2010 | Indirect Staff | Active | Field Staff | General Field Labor Support |  |  |  |  | 5000 | Indirects | 05260551500L | Labor cost for Bus Drivers. | move from WGA
05 | 3 | 2 | 60 | 55 | 20 | 00 | L | Delivery Driver | 052-60-5520-00-L | HR | NO | NO | n/a | 2010 | Indirect Staff | Active | Field Staff | General Field Labor Support |  |  |  |  | 5000 | Indirects | 05260552000L | Labor cost for Delivery Driver. | moved from site support
05 | 3 | 2 | 60 | 60 | 00 | 00 | L | Safety Attendents | 052-60-6000-00-L | HR | NO | NO | n/a | 2010 | Indirect Staff | Active | Field Staff | General Field Labor Support |  |  |  |  | 5000 | Indirects | 05260600000L | Summary of Safety Attendents labor costs.
05 | 3 | 3 | 00 | 00 | 00 | 00 | 0 | Field Support Supplies | 053-00-0000-00-0 | LT | YES | YES | n/a | 2010 | Indirect Services | Active | Field Support Services & Supplies | Summary |  |  |  |  | 5000 | Indirects | 053000000000 | Top-level summary of all Field Support Supplies costs.
05 | 3 | 3 | 10 | 00 | 00 | 00 | 0 | Small Tools & Consumables | 053-10-0000-00-0 | LT | YES | NO | n/a | 2010 | Indirect Services | Active | Field Support Services & Supplies | Small Tools & Consumables |  |  |  |  | 5000 | Indirects | 053100000000 | Summary of Small Tools & Consumables costs.
05 | 3 | 3 | 10 | 05 | 00 | 00 | O | Small Tools | 053-10-0500-00-O | LT | YES | NO | n/a | 2010 | Indirect Services | Active | Field Support Services & Supplies | Small Tools & Consumables |  |  |  |  | 5400 | Indirects | 05310050000O | Summary of Small Tools costs.
05 | 3 | 3 | 10 | 05 | 05 | 00 | O | Hand Tools | 053-10-0505-00-O | LT | YES | NO | n/a | 2010 | Indirect Services | Active | Field Support Services & Supplies | Small Tools & Consumables |  |  |  |  | 5400 | Indirects | 05310050500O | Cost of Hand Tools.
05 | 3 | 3 | 10 | 05 | 10 | 00 | O | Power Tools | 053-10-0510-00-O | LT | YES | NO | n/a | 2010 | Indirect Services | Active | Field Support Services & Supplies | Small Tools & Consumables |  |  |  |  | 5400 | Indirects | 05310051000O | Cost of Power Tools.
05 | 3 | 3 | 10 | 05 | 15 | 00 | O | Radios | 053-10-0515-00-O | LT | YES | NO | n/a | 2010 | Indirect Services | Active | Field Support Services & Supplies | Small Tools & Consumables |  |  |  |  | 5400 | Indirects | 05310051500O | Cost of Radios.
05 | 3 | 3 | 10 | 05 | 20 | 00 | O | Small tool Rental | 053-10-0520-00-O | LT | YES | NO | n/a | 2010 | Indirect Services | Active | Field Support Services & Supplies | Small Tools & Consumables |  |  |  |  | 5400 | Indirects | 05310052000O | Cost of Small tool Rental. | added 'Small tool"
05 | 3 | 3 | 10 | 10 | 00 | 00 | M | Welding Supplies | 053-10-1000-00-M | LT | YES | NO | n/a | 2010 | Indirect Services | Active | Field Support Services & Supplies | Small Tools & Consumables |  |  |  |  | 5100 | Indirects | 05310100000M | Summary of Welding Supplies material costs.
05 | 3 | 3 | 10 | 10 | 10 | 00 | M | Weld Rod | 053-10-1010-00-M | LB | YES | NO | n/a | 2010 | Indirect Services | Active | Field Support Services & Supplies | Small Tools & Consumables |  |  |  |  | 5100 | Indirects | 05310101000M | Material cost for Weld Rod.
05 | 3 | 3 | 10 | 10 | 15 | 00 | M | Alloy Weld Rod | 053-10-1015-00-M | LB | YES | NO | n/a | 2010 | Indirect Services | Active | Field Support Services & Supplies | Small Tools & Consumables |  |  |  |  | 5100 | Indirects | 05310101500M | Cost of Alloy Weld Rod. | Materials?
05 | 3 | 3 | 10 | 10 | 20 | 00 | M | Welding Gases | 053-10-1020-00-M | LT | YES | NO | n/a | 2010 | Indirect Services | Active | Field Support Services & Supplies | Small Tools & Consumables |  |  |  |  | 5100 | Indirects | 05310102000M | Cost of Welding Gases.
05 | 3 | 3 | 10 | 10 | 25 | 00 | M | Inert Gases | 053-10-1025-00-M | LT | YES | NO | n/a | 2010 | Indirect Services | Active | Field Support Services & Supplies | Small Tools & Consumables |  |  |  |  | 5100 | Indirects | 05310102500M | Cost of Inert Gases.
05 | 3 | 3 | 10 | 15 | 00 | 00 | O | Safety Supplies | 053-10-1500-00-O | LT | YES | NO | n/a | 2010 | Indirect Services | Active | Field Support Services & Supplies | Small Tools & Consumables |  |  |  |  | 5400 | Indirects | 05310150000O | Summary of Safety Supplies costs.
05 | 3 | 3 | 10 | 15 | 05 | 00 | O | PPE | 053-10-1505-00-O | LT | YES | NO | n/a | 2010 | Indirect Services | Active | Field Support Services & Supplies | Small Tools & Consumables |  |  |  |  | 5400 | Indirects | 05310150500O | Cost of PPE.
05 | 3 | 3 | 10 | 15 | 10 | 00 | O | Nomex | 053-10-1510-00-O | LT | YES | NO | n/a | 2010 | Indirect Services | Active | Field Support Services & Supplies | Small Tools & Consumables |  |  |  |  | 5400 | Indirects | 05310151000O | Cost of Nomex.
05 | 3 | 3 | 10 | 15 | 15 | 00 | O | Gas Monitors | 053-10-1515-00-O | LT | YES | NO | n/a | 2010 | Indirect Services | Active | Field Support Services & Supplies | Small Tools & Consumables |  |  |  |  | 5400 | Indirects | 05310151500O | Cost of Gas Monitors.
05 | 3 | 3 | 10 | 15 | 20 | 00 | O | Drug testing kits | 053-10-1520-00-O | LT | YES | NO | n/a | 2010 | Indirect Services | Active | Field Support Services & Supplies | Small Tools & Consumables |  |  |  |  | 5400 | Indirects | 05310152000O | Cost of Drug testing kits.
05 | 3 | 3 | 10 | 15 | 25 | 00 | O | Lanyards & Harnesses | 053-10-1525-00-O | LT | YES | NO | n/a | 2010 | Indirect Services | Active | Field Support Services & Supplies | Small Tools & Consumables |  |  |  |  | 5400 | Indirects | 05310152500O | Cost of Lanyards & Harnesses. | moved from supplies
05 | 3 | 3 | 10 | 10 | 00 | 00 | M | Office Supplies | 053-10-1000-00-M | LT | YES | NO | n/a | 2010 | Indirect Services | Active | Field Support Services & Supplies | Small Tools & Consumables |  |  |  |  | 5100 | Indirects | 05310100000M | Summary of Office Supplies material costs.
05 | 3 | 3 | 10 | 10 | 05 | 00 | M | Office Consumables | 053-10-1005-00-M | LT | YES | NO | n/a | 2010 | Indirect Services | Active | Field Support Services & Supplies | Small Tools & Consumables |  |  |  |  | 5100 | Indirects | 05310100500M | Cost of Office Consumables.
05 | 3 | 3 | 10 | 20 | 00 | 00 | O | Other Supplies | 053-10-2000-00-O | LT | YES | NO | n/a | 2010 | Indirect Services | Active | Field Support Services & Supplies | Small Tools & Consumables |  |  |  |  | 5400 | Indirects | 05310200000O | Summary of Other Supplies costs.
05 | 3 | 3 | 10 | 20 | 05 | 00 | O | Drinking Water | 053-10-2005-00-O | LT | YES | NO | n/a | 2010 | Indirect Services | Active | Field Support Services & Supplies | Small Tools & Consumables |  |  |  |  | 5400 | Indirects | 05310200500O | Cost of Drinking Water.
05 | 3 | 3 | 10 | 20 | 10 | 00 | O | Formwork | 053-10-2010-00-O | LT | YES | NO | n/a | 2010 | Indirect Services | Active | Field Support Services & Supplies | Small Tools & Consumables |  |  |  |  | 5400 | Indirects | 05310201000O | Cost of Formwork. | moved from supplies
05 | 3 | 3 | 10 | 20 | 15 | 00 | O | Dunnage | 053-10-2015-00-O | LT | YES | NO | n/a | 2010 | Indirect Services | Active | Field Support Services & Supplies | Small Tools & Consumables |  |  |  |  | 5400 | Indirects | 05310201500O | Cost of Dunnage.
05 | 3 | 3 | 10 | 20 | 20 | 00 | O | Rigging Materials | 053-10-2020-00-O | LT | YES | NO | n/a | 2010 | Indirect Services | Active | Field Support Services & Supplies | Small Tools & Consumables |  |  |  |  | 5400 | Indirects | 05310202000O | Cost of Rigging Materials. | moved from supplies
05 | 3 | 3 | 20 | 00 | 00 | 00 | O | Site Services | 053-20-0000-00-O | LS | YES | NO | n/a | 2010 | Indirect Services | Active | Field Support Services & Supplies | Site Services |  |  |  |  | 5400 | Indirects | 05320000000O | Summary of Site Services costs.
05 | 3 | 3 | 20 | 05 | 00 | 00 | O | Security | 053-20-0500-00-O | LS | YES | NO | n/a | 2010 | Indirect Services | Active | Field Support Services & Supplies | Site Services |  |  |  |  | 5400 | Indirects | 05320050000O | Cost of Security.
05 | 3 | 3 | 20 | 10 | 00 | 00 | O | Laundry | 053-20-1000-00-O | LS | YES | NO | n/a | 2010 | Indirect Services | Active | Field Support Services & Supplies | Site Services |  |  |  |  | 5400 | Indirects | 05320100000O | Cost of Laundry.
05 | 3 | 3 | 20 | 15 | 00 | 00 | O | Drinking Water Distribution | 053-20-1500-00-O | LS | YES | NO | n/a | 2010 | Indirect Services | Active | Field Support Services & Supplies | Site Services |  |  |  |  | 5400 | Indirects | 05320150000O | Labor cost for Drinking Water Distribution.
05 | 3 | 3 | 20 | 20 | 00 | 00 | O | Waste (Dumpsters) | 053-20-2000-00-O | LS | YES | NO | n/a | 2010 | Indirect Services | Active | Field Support Services & Supplies | Site Services |  |  |  |  | 5400 | Indirects | 05320200000O | Cost of Waste (Dumpsters).
05 | 4 | 3 | 20 | 25 | 00 | 00 | O | Office Cleaning Service | 053-20-2500-00-O | LS | YES | NO | n/a | 2010 | Indirect Services | Active | Field Support Services & Supplies | Site Services |  |  |  |  | 5400 | Indirects | 05320250000O | Labor cost for Office Cleaning Service.
05 | 4 | 3 | 20 | 50 | 00 | 00 | O | Freight/Shipping/Mail | 053-20-5000-00-O | LS | YES | NO | n/a | 2010 | Indirect Services | Active | Field Support Services & Supplies | Site Services |  |  |  |  | 5400 | Indirects | 05320500000O | Summary of Freight/Shipping/Mail costs.
05 | 4 | 3 | 20 | 50 | 15 | 00 | O | Ground Freight | 053-20-5015-00-O | LS | YES | NO | n/a | 2010 | Indirect Services | Active | Field Support Services & Supplies | Site Services |  |  |  |  | 5400 | Indirects | 05320501500O | Cost of Ground Freight.
05 | 4 | 3 | 20 | 50 | 20 | 00 | O | Air Freight | 053-20-5020-00-O | LS | YES | NO | n/a | 2010 | Indirect Services | Active | Field Support Services & Supplies | Site Services |  |  |  |  | 5400 | Indirects | 05320502000O | Cost of Air Freight.
05 | 4 | 3 | 20 | 50 | 25 | 00 | O | Ocean Freight | 053-20-5025-00-O | LS | YES | NO | n/a | 2010 | Indirect Services | Active | Field Support Services & Supplies | Site Services |  |  |  |  | 5400 | Indirects | 05320502500O | Cost of Ocean Freight.
05 | 4 | 4 | 00 | 00 | 00 | 00 | 0 | Equipment | 054-00-0000-00-0 | LS | YES | YES | n/a | 2010 | Indirect Equipment | Active | Equipment | Summary |  |  |  |  | 5300 | Indirects | 054000000000 | Top-level summary of all Equipment costs.
05 | 4 | 4 | 10 | 00 | 00 | 00 | E | Haskell Owned Equipment | 054-10-0000-00-E | LS | NO | NO | n/a | 2010 | Indirect Equipment | Active | Equipment | Haskell Owned Equipment |  |  |  |  | 5300 | Indirects | 05410000000E | Summary of Haskell Owned Equipment equipment costs.
05 | 4 | 4 | 10 | 10 | 00 | 00 | E | Pickup Trucks | 054-10-1000-00-E | LS | NO | NO | n/a | 2010 | Indirect Equipment | Active | Equipment | Haskell Owned Equipment |  |  |  |  | 5300 | Indirects | 05410100000E | Equipment cost for Pickup Trucks.
05 | 4 | 4 | 10 | 20 | 00 | 00 | E | Crew Trucks | 054-10-2000-00-E | LS | NO | NO | n/a | 2010 | Indirect Equipment | Active | Equipment | Haskell Owned Equipment |  |  |  |  | 5300 | Indirects | 05410200000E | Equipment cost for Crew Trucks.
05 | 4 | 4 | 10 | 30 | 00 | 00 | E | Forklift | 054-10-3000-00-E | LS | NO | NO | n/a | 2010 | Indirect Equipment | Active | Equipment | Haskell Owned Equipment |  |  |  |  | 5300 | Indirects | 05410300000E | Equipment cost for Forklift.
05 | 4 | 4 | 10 | 40 | 00 | 00 | E | Cranes | 054-10-4000-00-E | LS | NO | NO | n/a | 2010 | Indirect Equipment | Active | Equipment | Haskell Owned Equipment |  |  |  |  | 5300 | Indirects | 05410400000E | Equipment cost for Cranes.
05 | 4 | 4 | 20 | 00 | 00 | 00 | R | Third Party Rental Equipment | 054-20-0000-00-R | MO | YES | NO | n/a | 2010 | Indirect Equipment | Active | Equipment | Third Party Rental Equipment |  |  |  |  | 5500 | Indirects | 05420000000R | Summary of Third Party Rental Equipment equipment costs.
05 | 4 | 4 | 20 | 10 | 00 | 00 | R | Third Party Trucks | 054-20-1000-00-R | HR | YES | NO | n/a | 2010 | Indirect Equipment | Active | Equipment | Third Party Rental Equipment |  |  |  |  | 5500 | Indirects | 05420100000R | Rental cost for Third Party Trucks.
05 | 5 | 4 | 20 | 30 | 00 | 00 | R | Third Party Forklift | 054-20-3000-00-R | HR | YES | NO | n/a | 2010 | Indirect Equipment | Active | Equipment | Third Party Rental Equipment |  |  |  |  | 5500 | Indirects | 05420300000R | Rental cost for Third Party Forklift.
05 | 5 | 4 | 20 | 40 | 00 | 00 | R | Third Party Cranes | 054-20-4000-00-R | HR | YES | NO | n/a | 2010 | Indirect Equipment | Active | Equipment | Third Party Rental Equipment |  |  |  |  | 5500 | Indirects | 05420400000R | Rental cost for Third Party Cranes.
05 | 5 | 4 | 50 | 00 | 00 | 00 | 0 | Maintenance Lubricants & Oil | 054-50-0000-00-0 | LS | NO | NO | n/a | 2010 | Indirect Equipment | Active | Equipment | Maintenance Lubricants & Oil |  |  |  |  | 5000 | Indirects | 054500000000 | Summary of Maintenance Lubricants & Oil costs. | removed "fuel"
05 | 5 | 4 | 50 | 30 | 00 | 00 | O | Lubricants, Oil, & Fuel | 054-50-3000-00-O | HR | NO | NO | n/a | 2010 | Indirect Equipment | Active | Equipment | Maintenance Lubricants & Oil |  |  |  |  | 5400 | Indirects | 05450300000O | Cost of Lubricants, Oil, & Fuel.
05 | 5 | 4 | 50 | 40 | 00 | 00 | L | Mechanic | 054-50-4000-00-L | HR | YES | NO | n/a | 2010 | Indirect Equipment | Active | Equipment | Maintenance Lubricants & Oil |  |  |  |  | 5000 | Indirects | 05450400000L | Labor cost for Mechanic.
05 | 5 | 5 | 00 | 00 | 00 | 00 | 0 | Facilities | 055-00-0000-00-0 | LS | YES | YES | n/a | 2010 | Indirect Facilities | Active | Facilities | Summary |  |  |  |  | 5000 | Indirects | 055000000000 | Top-level summary of all Facilities costs.
05 | 5 | 5 | 10 | 00 | 00 | 00 | 0 | Temporary Facilities | 055-10-0000-00-0 | LS | YES | NO | n/a | 2010 | Indirect Facilities | Active | Facilities | Temporary Facilities |  |  |  |  | 5000 | Indirects | 055100000000 | Summary of Temporary Facilities costs.
05 | 5 | 5 | 10 | 05 | 00 | 00 | S | Temporary Roads/Parking | 055-10-0500-00-S | LS | YES | NO | n/a | 2010 | Indirect Facilities | Active | Facilities | Temporary Facilities |  |  |  |  | 5200 | Indirects | 05510050000S | Cost of Temporary Roads/Parking. | moved from supplies
05 | 5 | 5 | 10 | 10 | 00 | 00 | S | Temporary Draining (SWPPP) | 055-10-1000-00-S | LS | YES | NO | n/a | 2010 | Indirect Facilities | Active | Facilities | Temporary Facilities |  |  |  |  | 5200 | Indirects | 05510100000S | Cost of Temporary Draining (SWPPP).
05 | 5 | 5 | 10 | 15 | 00 | 00 | S | Temporary Utility | 055-10-1500-00-S | LS | YES | NO | n/a | 2010 | Indirect Facilities | Active | Facilities | Temporary Facilities |  |  |  |  | 5200 | Indirects | 05510150000S | Cost of Temporary Utility.
05 | 5 | 5 | 10 | 20 | 00 | 00 | S | Temporary Communication/Security | 055-10-2000-00-S | LS | YES | NO | n/a | 2010 | Indirect Facilities | Active | Facilities | Temporary Facilities |  |  |  |  | 5200 | Indirects | 05510200000S | Cost of Temporary Communication/Security.
05 | 5 | 5 | 10 | 25 | 00 | 00 | E | Temporary Fencing | 055-10-2500-00-E | LS | NO | NO | n/a | 2010 | Indirect Facilities | Active | Facilities | Temporary Facilities |  |  |  |  | 5300 | Indirects | 05510250000E | Cost of Temporary Fencing.
05 | 5 | 5 | 10 | 30 | 00 | 00 | L | Safety Barricades | 055-10-3000-00-L | LS | NO | NO | n/a | 2010 | Indirect Facilities | Active | Facilities | Temporary Facilities |  |  |  |  | 5000 | Indirects | 05510300000L | Labor cost for Safety Barricades. | added
05 | 5 | 5 | 10 | 35 | 00 | 00 | L | Safety Construction (e.g. Lifeline) | 055-10-3500-00-L | LS | NO | NO | n/a | 2010 | Indirect Facilities | Active | Facilities | Temporary Facilities |  |  |  |  | 5000 | Indirects | 05510350000L | Labor cost for Safety Construction (e.g. Lifeline). | moved from site support
05 | 5 | 5 | 10 | 40 | 00 | 00 | M | Signage | 055-10-4000-00-M | LS | NO | NO | n/a | 2010 | Indirect Facilities | Active | Facilities | Temporary Facilities |  |  |  |  | 5100 | Indirects | 05510400000M | Cost of Signage.
05 | 5 | 5 | 10 | 45 | 00 | 00 | S | Chemical Toilets | 055-10-4500-00-S | LS | NO | NO | n/a | 2010 | Indirect Facilities | Active | Facilities | Temporary Facilities |  |  |  |  | 5200 | Indirects | 05510450000S | Cost of Chemical Toilets.
05 | 5 | 5 | 10 | 50 | 00 | 00 | S | (Reserved) Utility Location | 055-10-5000-00-S | LS | NO | NO | n/a | 2010 | Indirect Facilities | Active | Facilities | Temporary Facilities |  |  |  |  | 5200 | Indirects | 05510500000S | Labor cost for (Reserved) Utility Location. | moved from quality
05 | 5 | 5 | 15 | 00 | 00 | 00 | 0 | Site Office & Leasing | 055-15-0000-00-0 | MO | NO | NO | n/a | 2010 | Indirect Facilities | Active | Facilities | Site Office & Leasing |  |  |  |  | 5000 | Indirects | 055150000000 | Summary of Site Office & Leasing costs.
05 | 5 | 5 | 15 | 10 | 00 | 00 | E | Office Space Rent / Lease | 055-15-1000-00-E | MO | NO | NO | n/a | 2010 | Indirect Facilities | Active | Facilities | Site Office & Leasing |  |  |  |  | 5300 | Indirects | 05515100000E | Rental cost for Office Space Rent / Lease.
05 | 5 | 5 | 15 | 15 | 00 | 00 | O | Warehouse/Tent | 055-15-1500-00-O | MO | NO | NO | n/a | 2010 | Indirect Facilities | Active | Facilities | Site Office & Leasing |  |  |  |  | 5400 | Indirects | 05515150000O | Cost of Warehouse/Tent.
05 | 5 | 5 | 15 | 20 | 00 | 00 | E | Lease Warehouse | 055-15-2000-00-E | MO | NO | NO | n/a | 2010 | Indirect Facilities | Active | Facilities | Site Office & Leasing |  |  |  |  | 5300 | Indirects | 05515200000E | Summary of Lease Warehouse equipment costs.
05 | 5 | 5 | 20 | 00 | 00 | 00 | L | Trailers | 055-20-0000-00-L | MO | NO | NO | n/a | 2010 | Indirect Facilities | Active | Facilities | Trailers |  |  |  |  | 5000 | Indirects | 05520000000L | Labor cost for Trailers.
05 | 5 | 5 | 20 | 10 | 00 | 00 | E | Office Trailer | 055-20-1000-00-E | MO | NO | NO | n/a | 2010 | Indirect Facilities | Active | Facilities | Trailers |  |  |  |  | 5300 | Indirects | 05520100000E | Rental cost for Office Trailer. | flip
05 | 5 | 5 | 20 | 15 | 00 | 00 | E | Break Trailer | 055-20-1500-00-E | MO | NO | NO | n/a | 2010 | Indirect Facilities | Active | Facilities | Trailers |  |  |  |  | 5300 | Indirects | 05520150000E | Rental cost for Break Trailer.
05 | 5 | 5 | 20 | 20 | 00 | 00 | E | Owner Trailer | 055-20-2000-00-E | MO | NO | NO | n/a | 2010 | Indirect Facilities | Active | Facilities | Trailers |  |  |  |  | 5300 | Indirects | 05520200000E | Rental cost for Owner Trailer.
05 | 5 | 5 | 20 | 25 | 00 | 00 | E | Tool Trailers | 055-20-2500-00-E | MO | NO | NO | n/a | 2010 | Indirect Facilities | Active | Facilities | Trailers |  |  |  |  | 5300 | Indirects | 05520250000E | Equipment cost for Tool Trailers. | flip
05 | 5 | 5 | 25 | 00 | 00 | 00 | O | Utilities | 055-25-0000-00-O | MO | NO | NO | n/a | 2010 | Indirect Facilities | Active | Facilities | Utilities |  |  |  |  | 5400 | Indirects | 05525000000O | Summary of Utilities costs.
05 | 5 | 5 | 25 | 10 | 00 | 00 | O | Construction Power | 055-25-1000-00-O | MO | NO | NO | n/a | 2010 | Indirect Facilities | Active | Facilities | Utilities |  |  |  |  | 5400 | Indirects | 05525100000O | Cost of Construction Power.
05 | 5 | 5 | 25 | 15 | 00 | 00 | O | Construction Water | 055-25-1500-00-O | MO | NO | NO | n/a | 2010 | Indirect Facilities | Active | Facilities | Utilities |  |  |  |  | 5400 | Indirects | 05525150000O | Cost of Construction Water.
05 | 5 | 5 | 25 | 20 | 00 | 00 | O | Landline Phone | 055-25-2000-00-O | MO | NO | NO | n/a | 2010 | Indirect Facilities | Active | Facilities | Utilities |  |  |  |  | 5400 | Indirects | 05525200000O | Cost of Landline Phone.
05 | 5 | 5 | 25 | 25 | 00 | 00 | O | Cell Phone | 055-25-2500-00-O | MO | NO | NO | n/a | 2010 | Indirect Facilities | Active | Facilities | Utilities |  |  |  |  | 5400 | Indirects | 05525250000O | Cost of Cell Phone.
05 | 5 | 5 | 25 | 30 | 00 | 00 | O | Internet | 055-25-3000-00-O | MO | NO | NO | n/a | 2010 | Indirect Facilities | Active | Facilities | Utilities |  |  |  |  | 5400 | Indirects | 05525300000O | Cost of Internet.
05 | 5 | 5 | 30 | 00 | 00 | 00 | O | Office Equipment & Furnishing | 055-30-0000-00-O | MO | NO | NO | n/a | 2010 | Indirect Facilities | Active | Facilities | Office Equipment & Furnishing |  |  |  |  | 5400 | Indirects | 05530000000O | Summary of Office Equipment & Furnishing costs.
05 | 6 | 5 | 30 | 10 | 00 | 00 | O | Computer | 055-30-1000-00-O | MO | NO | NO | n/a | 2010 | Indirect Facilities | Active | Facilities | Office Equipment & Furnishing |  |  |  |  | 5400 | Indirects | 05530100000O | Cost of Computer.
05 | 6 | 5 | 30 | 15 | 00 | 00 | O | Software | 055-30-1500-00-O | MO | NO | NO | n/a | 2010 | Indirect Facilities | Active | Facilities | Office Equipment & Furnishing |  |  |  |  | 5400 | Indirects | 05530150000O | Cost of Software.
05 | 6 | 5 | 30 | 20 | 00 | 00 | O | Copier | 055-30-2000-00-O | MO | NO | NO | n/a | 2010 | Indirect Facilities | Active | Facilities | Office Equipment & Furnishing |  |  |  |  | 5400 | Indirects | 05530200000O | Cost of Copier.
05 | 6 | 5 | 30 | 25 | 00 | 00 | O | Furniture | 055-30-2500-00-O | LS | NO | NO | n/a | 2010 | Indirect Facilities | Active | Facilities | Office Equipment & Furnishing |  |  |  |  | 5400 | Indirects | 05530250000O | Cost of Furniture.
05 | 6 | 5 | 30 | 30 | 00 | 00 | O | Office Supplies | 055-30-3000-00-O | LS | NO | NO | n/a | 2010 | Indirect Facilities | Active | Facilities | Office Equipment & Furnishing |  |  |  |  | 5400 | Indirects | 05530300000O | Cost of Office Supplies.
05 | 6 | 6 | 00 | 00 | 00 | 00 | 0 | Mobilization / Demobilization | 056-00-0000-00-0 | LT | YES | YES | n/a | 2010 | Indirect Mob/Demob | Active | Mobilization / Demobilization | Summary |  |  |  |  | 5000 | Indirects | 056000000000 | Top-level summary of all Mobilization / Demobilization costs.
05 | 7 | 6 | 10 | 00 | 00 | 00 | L | Mobilization | 056-10-0000-00-L | LT | NO | NO | n/a | 2010 | Indirect Mob/Demob | Active | Mobilization / Demobilization | Mobilization |  |  |  |  | 5000 | Indirects | 05610000000L | Summary of Mobilization labor costs.
05 | 7 | 6 | 10 | 03 | 00 | 00 | L | Tool-Up | 056-10-0300-00-L | LT | NO | NO | n/a | 2010 | Indirect Mob/Demob | Active | Mobilization / Demobilization | Mobilization |  |  |  |  | 5000 | Indirects | 05610030000L | Labor cost for Home Office Tool-Up.
05 | 7 | 6 | 10 | 10 | 00 | 00 | L | Setup Office | 056-10-1000-00-L | LT | NO | NO | n/a | 2010 | Indirect Mob/Demob | Active | Mobilization / Demobilization | Mobilization |  |  |  |  | 5000 | Indirects | 05610100000L | Labor cost for Setup Office.
05 | 7 | 6 | 10 | 15 | 00 | 00 | L | Setup Warehouse | 056-10-1500-00-L | LT | NO | NO | n/a | 2010 | Indirect Mob/Demob | Active | Mobilization / Demobilization | Mobilization |  |  |  |  | 5000 | Indirects | 05610150000L | Labor cost for Setup Warehouse. | consider moving to material control
05 | 7 | 6 | 20 | 00 | 00 | 00 | L | Demobilization | 056-20-0000-00-L | LT | NO | NO | n/a | 2010 | Indirect Mob/Demob | Active | Mobilization / Demobilization | Demobilization |  |  |  |  | 5000 | Indirects | 05620000000L | Labor cost for Demobilization.
05 | 7 | 7 | 00 | 00 | 00 | 00 | 0 | Training & Expenses | 057-00-0000-00-0 | LT | YES | YES | n/a | 2010 | Indirect Expenses | Active | Training & Expenses | Summary | [5 empty] | Indirects | 057000000000 | Top-level summary of all Training & Expenses costs.
05 | 7 | 7 | 10 | 00 | 00 | 00 | 0 | Training & Onboarding | 057-10-0000-00-0 | HR | NO | NO | n/a | 2010 | Indirect Expenses | Active | Training & Expenses | Training & Onboarding | [5 empty] | Indirects | 057100000000 | Summary of Training & Onboarding labor costs.
05 | 7 | 7 | 10 | 10 | 00 | 00 | L | Haskell Orientation | 057-10-1000-00-L | HR | NO | NO | n/a | 2010 | Indirect Expenses | Active | Training & Expenses | Training & Onboarding |  |  |  |  | 5000 | Indirects | 05710100000L | Labor cost for Haskell Orientation.
05 | 7 | 7 | 10 | 15 | 00 | 00 | L | Client Orientation | 057-10-1500-00-L | HR | NO | NO | n/a | 2010 | Indirect Expenses | Active | Training & Expenses | Training & Onboarding |  |  |  |  | 5000 | Indirects | 05710150000L | Labor cost for Client Orientation.
05 | 7 | 7 | 10 | 20 | 00 | 00 | L | Drug Testing | 057-10-2000-00-L | HR | NO | NO | n/a | 2010 | Indirect Expenses | Active | Training & Expenses | Training & Onboarding |  |  |  |  | 5000 | Indirects | 05710200000L | Labor cost for Drug Testing.
05 | 7 | 7 | 10 | 25 | 00 | 00 | L | Background Checks | 057-10-2500-00-L | HR | NO | NO | n/a | 2010 | Indirect Expenses | Active | Training & Expenses | Training & Onboarding |  |  |  |  | 5000 | Indirects | 05710250000L | Labor cost for Background Checks.
05 | 7 | 7 | 10 | 30 | 00 | 00 | L | Welder Testing | 057-10-3000-00-L | HR | NO | NO | n/a | 2010 | Indirect Expenses | Active | Training & Expenses | Training & Onboarding |  |  |  |  | 5000 | Indirects | 05710300000L | Labor cost for Welder Testing.
05 | 7 | 7 | 10 | 30 | 00 | 00 | M | Weld Testing Materials | 057-10-3000-00-M | LT | NO | NO | n/a | 2010 | Indirect Expenses | Active | Training & Expenses | Training & Onboarding |  |  |  |  | 5100 | Indirects | 05710300000M | Material cost for Weld Testing.
05 | 7 | 7 | 20 | 00 | 00 | 00 | 0 | Expenses | 057-20-0000-00-0 | LT | NO | NO | n/a | 2010 | Indirect Expenses | Active | Training & Expenses | Expenses | [5 empty] | Indirects | 057200000000 | Summary of Expenses costs.
05 | 7 | 7 | 20 | 05 | 00 | 00 | 0 | Travel Expenses | 057-20-0500-00-0 | LT | NO | NO | n/a | 2010 | Indirect Expenses | Active | Training & Expenses | Expenses | [5 empty] | Indirects | 057200500000 | Summary of Travel Expenses labor costs.
05 | 7 | 7 | 20 | 05 | 05 | 00 | L | Home Office Travel Time | 057-20-0505-00-L | LT | NO | NO | n/a | 2010 | Indirect Expenses | Active | Training & Expenses | Expenses |  |  |  |  | 5000 | Indirects | 05720050500L | Labor cost for Home Office Travel Time.
05 | 7 | 7 | 20 | 05 | 10 | 00 | O | Home Office Travel | 057-20-0510-00-O | LT | NO | NO | n/a | 2010 | Indirect Expenses | Active | Training & Expenses | Expenses |  |  |  |  | 5400 | Indirects | 05720051000O | Cost of Home Office Travel.
05 | 7 | 7 | 20 | 05 | 15 | 00 | L | Site Staff Travel Time | 057-20-0515-00-L | LT | NO | NO | n/a | 2010 | Indirect Expenses | Active | Training & Expenses | Expenses |  |  |  |  | 5000 | Indirects | 05720051500L | Labor cost for Site Staff Travel Time.
05 | 7 | 7 | 20 | 05 | 20 | 00 | O | Site Staff Travel | 057-20-0520-00-O | LT | NO | NO | n/a | 2010 | Indirect Expenses | Active | Training & Expenses | Expenses |  |  |  |  | 5400 | Indirects | 05720052000O | Cost of Site Staff Travel.
05 | 7 | 7 | 20 | 05 | 25 | 00 | L | Craft Travel Time | 057-20-0525-00-L | LT | NO | NO | n/a | 2010 | Indirect Expenses | Active | Training & Expenses | Expenses |  |  |  |  | 5000 | Indirects | 05720052500L | Labor cost for Craft Travel Time.
05 | 7 | 7 | 20 | 05 | 30 | 00 | O | Craft Travel | 057-20-0530-00-O | LT | NO | NO | n/a | 2010 | Indirect Expenses | Active | Training & Expenses | Expenses |  |  |  |  | 5400 | Indirects | 05720053000O | Cost of Craft Travel.
05 | 7 | 7 | 20 | 10 | 00 | 00 | L | Per Diem | 057-20-1000-00-L | DY | NO | NO | n/a | 2010 | Indirect Expenses | Active | Training & Expenses | Expenses |  |  |  |  | 5000 | Indirects | 05720100000L | Summary of Per Diem costs.
05 | 7 | 7 | 20 | 10 | 05 | 00 | P | Staff Per Diem | 057-20-1005-00-P | DY | NO | NO | n/a | 2010 | Indirect Expenses | Active | Training & Expenses | Expenses |  |  |  |  | 5400 | Indirects | 05720100500P | Cost of Staff Per Diem.
05 | 7 | 7 | 20 | 10 | 10 | 00 | P | Craft Per Diem | 057-20-1010-00-P | DY | NO | NO | n/a | 2010 | Indirect Expenses | Active | Training & Expenses | Expenses |  |  |  |  | 5400 | Indirects | 05720101000P | Cost of Craft Per Diem.
05 | 7 | 7 | 20 | 15 | 00 | 00 | L | Moving/Relocation | 057-20-1500-00-L | LT | NO | NO | n/a | 2010 | Indirect Expenses | Active | Training & Expenses | Expenses |  |  |  |  | 5000 | Indirects | 05720150000L | Labor cost for Moving/Relocation.
05 | 7 | 7 | 20 | 20 | 00 | 00 | O | Housing/Camp | 057-20-2000-00-O | LT | NO | NO | n/a | 2010 | Indirect Expenses | Active | Training & Expenses | Expenses |  |  |  |  | 5400 | Indirects | 05720200000O | Summary of Housing /Camp costs.
05 | 7 | 7 | 20 | 20 | 05 | 00 | O | Staff Housing/Camp | 057-20-2005-00-O | LT | NO | NO | n/a | 2010 | Indirect Expenses | Active | Training & Expenses | Expenses |  |  |  |  | 5400 | Indirects | 05720200500O | Cost of Staff Housing /Camp.
05 | 7 | 7 | 20 | 20 | 10 | 00 | O | Craft Housing/Camp | 057-20-2010-00-O | LT | NO | NO | n/a | 2010 | Indirect Expenses | Active | Training & Expenses | Expenses |  |  |  |  | 5400 | Indirects | 05720201000O | Cost of Craft Housing/Camp.
05 | 7 | 7 | 20 | 25 | 00 | 00 | O | Entertainment & Awards | 057-20-2500-00-O | LT | NO | NO | n/a | 2010 | Indirect Expenses | Active | Training & Expenses | Expenses |  |  |  |  | 5400 | Indirects | 05720250000O | Summary of Entertainment & Awards costs.
05 | 7 | 7 | 20 | 25 | 05 | 00 | O | Site Entertainment (e.g. Safety Luncheons) | 057-20-2505-00-O | LT | NO | NO | n/a | 2010 | Indirect Expenses | Active | Training & Expenses | Expenses |  |  |  |  | 5400 | Indirects | 05720250500O | Cost of Site Entertainment (e.g. Safety Luncheons).
05 | 7 | 7 | 20 | 25 | 10 | 00 | O | Client Entertainment | 057-20-2510-00-O | LT | NO | NO | n/a | 2010 | Indirect Expenses | Active | Training & Expenses | Expenses |  |  |  |  | 5400 | Indirects | 05720251000O | Cost of Client Entertainment.
05 | 7 | 7 | 20 | 25 | 15 | 00 | O | Safety Prizes | 057-20-2515-00-O | LT | NO | NO | n/a | 2010 | Indirect Expenses | Active | Training & Expenses | Expenses |  |  |  |  | 5400 | Indirects | 05720251500O | Cost of Safety Prizes. | moved from supplies
05 | 8 | 7 | 20 | 90 | 00 | 00 | L | Market Recovery | 057-20-9000-00-L | LT | NO | NO | n/a | 2010 | Indirect Expenses | Active | Training & Expenses | Expenses |  |  |  |  | 5000 | Indirects | 05720900000L | Labor cost for Market Recovery. | moved from WGA
05 | 9 | 7 | 50 | 00 | 00 | 00 | L | Work Gap Allowance | 057-50-0000-00-L | HR | NO | NO | n/a | 2010 | Indirect Expenses | Active | Training & Expenses | Work Gap Allowance |  |  |  |  | 5000 | Indirects | 05750000000L | Summary of Work Gap Allowance labor costs.
05 | 0 | 7 | 50 | 10 | 00 | 00 | L | Sick Leave | 057-50-1000-00-L | HR | NO | NO | n/a | 2010 | Indirect Expenses | Active | Training & Expenses | Work Gap Allowance |  |  |  |  | 5000 | Indirects | 05750100000L | Labor cost for Sick Leave.
05 | 1 | 7 | 50 | 20 | 00 | 00 | L | Showup Pay | 057-50-2000-00-L | HR | NO | NO | n/a | 2010 | Indirect Expenses | Active | Training & Expenses | Work Gap Allowance |  |  |  |  | 5000 | Indirects | 05750200000L | Labor cost for Showup Pay.
05 | 1 | 7 | 50 | 30 | 00 | 00 | L | Stand-Downs | 057-50-3000-00-L | HR | NO | NO | n/a | 2010 | Indirect Expenses | Active | Training & Expenses | Work Gap Allowance |  |  |  |  | 5000 | Indirects | 05750300000L | Labor cost for Stand-Downs.
05 | 1 | 8 | 00 | 00 | 00 | 00 | 0 | Future / Placeholder | 058-00-0000-00-0 | LT | YES | YES | n/a | 2010 | Indirect Expenses | Active | Future / Placeholder | Summary | [5 empty] | Indirects | 058000000000 | Top-level summary of all Future / Placeholder costs.
05 | 1 | 9 | 00 | 00 | 00 | 00 | 0 | Testing & Services | 059-00-0000-00-0 | LT | YES | YES | n/a | 2010 | Indirect Expenses | Active | Testing & Services | Summary | [5 empty] | Indirects | 059000000000 | Top-level summary of all Testing & Services costs.
09 | 1 | 0 | 00 | 00 | 00 | 00 | 0 | Demolition | 090-00-0000-00-0 | LS | NO | NO |  | Field | DIRECT | Active | Demolition | Summary | [5 empty] | Demolition | 090000000000 | Top-level summary of all Demolition costs.
09 | 1 | 1 | 00 | 00 | 00 | 00 | 0 | Demolition Materials | 091-00-0000-00-0 | LS | YES | YES |  | Field | MATERIALS | Active | Demolition Materials | Summary | 03000000000I |  |  |  |  | Demolition | 091000000000 | Top-level summary of all Demolition Materials costs.
09 | 1 | 1 | 05 | 00 | 00 | 00 | M | Plate Steel Materials | 091-05-0000-00-M | LS | NO | NO |  | Field | MATERIALS | Active | Demolition Materials | Demo: Civil Materials | 03000000000I |  |  |  | 5100 | Demolition | 09105000000M | Material cost for Plate Steel.
09 | 1 | 1 | 10 | 00 | 00 | 00 | M | Structural Shapes Materials | 091-10-0000-00-M | LS | NO | NO |  | Field | MATERIALS | Active | Demolition Materials | Demo: Concrete Materials | 03000000000I |  |  |  | 5100 | Demolition | 09110000000M | Material cost for Structural Shapes.
09 | 1 | 1 | 15 | 00 | 00 | 00 | M | Non-structural Steel Materials | 091-15-0000-00-M | LS | NO | NO |  | Field | MATERIALS | Active | Demolition Materials | Demo: Steel Materials | 03000000000I |  |  |  | 5100 | Demolition | 09115000000M | Material cost for Non-structural Steel.
09 | 1 | 1 | 20 | 00 | 00 | 00 | M | Shims & Leveling Materials | 091-20-0000-00-M | LS | NO | NO |  | Field | MATERIALS | Active | Demolition Materials | Demo: Buildings Materials | 03000000000I |  |  |  | 5100 | Demolition | 09120000000M | Material cost for Shims & Leveling.
09 | 2 | 1 | 25 | 00 | 00 | 00 | M | Bolts & Fasteners Materials | 091-25-0000-00-M | LS | NO | NO |  | Field | MATERIALS | Active | Demolition Materials | Demo: Equipment Materials | 03000000000I |  |  |  | 5100 | Demolition | 09125000000M | Material cost for Bolts & Fasteners.
09 | 2 | 1 | 30 | 00 | 00 | 00 | M | Gaskets & Seals Materials | 091-30-0000-00-M | LS | NO | NO |  | Field | MATERIALS | Active | Demolition Materials | Demo: Piping Materials | 03000000000I |  |  |  | 5100 | Demolition | 09130000000M | Material cost for Gaskets & Seals.
09 | 2 | 1 | 35 | 00 | 00 | 00 | M | Column Internal Materials | 091-35-0000-00-M | LS | NO | NO |  | Field | MATERIALS | Active | Demolition Materials | Demo: Electrical Materials | 03000000000I |  |  |  | 5100 | Demolition | 09135000000M | Material cost for Column Internal.
09 | 2 | 1 | 40 | 00 | 00 | 00 | M | Lubricants & First Fill Materials | 091-40-0000-00-M | LS | NO | NO |  | Field | MATERIALS | Active | Demolition Materials | Demo: Instrumentation Materials | 03000000000I |  |  |  | 5100 | Demolition | 09140000000M | Material cost for Lubricants & First Fill.
09 | 2 | 1 | 45 | 00 | 00 | 00 | M | Wire Rope Materials | 091-45-0000-00-M | LS | NO | NO |  | Field | MATERIALS | Active | Demolition Materials | Demo: Insulation Materials | 03000000000I |  |  |  | 5100 | Demolition | 09145000000M | Material cost for Wire Rope.
09 | 2 | 2 | 00 | 00 | 00 | 00 | 0 | Demolition Field Staff | 092-00-0000-00-0 | LS | YES | YES |  | Field | DIRECT SUPPORT | Active | Demolition Field Staff | Summary | 05200000000L |  |  |  |  | Demolition | 092000000000 | Top-level summary of all Demolition Field Staff costs.
09 | 2 | 2 | 15 | 00 | 00 | 00 | L | Demolition Superintendents | 092-15-0000-00-L | HR | NO | NO |  | Field | DIRECT SUPPORT | Active | Demolition Field Staff | Demolition Superintendents | 05220000000L |  |  |  | 5000 | Demolition | 09215000000L | Labor cost for Demolition Superintendents.
09 | 2 | 2 | 20 | 00 | 00 | 00 | L | Demolition General Foremen | 092-20-0000-00-L | HR | NO | NO |  | Field | DIRECT SUPPORT | Active | Demolition Field Staff | Demolition General Foremen | 05255000000L |  |  |  | 5000 | Demolition | 09220000000L | Labor cost for Demolition General Foremen.
09 | 2 | 2 | 25 | 00 | 00 | 00 | L | Demolition Administration | 092-25-0000-00-L | HR | NO | NO |  | Field | DIRECT SUPPORT | Active | Demolition Field Staff | Demolition Administration | 05260000000L |  |  |  | 5000 | Demolition | 09225000000L | Labor cost for Demolition Administration.
09 | 2 | 2 | 30 | 00 | 00 | 00 | L | Demolition Procurement/Subcontract | 092-30-0000-00-L | LS | NO | NO |  | Field | DIRECT SUPPORT | Active | Demolition Field Staff | Demolition Procurement/Subcontract | 05265000000L |  |  |  | 5000 | Demolition | 09230000000L | Labor cost for Demolition Procurement/Subcontract.
09 | 2 | 2 | 35 | 00 | 00 | 00 | L | Demolition Project Controls | 092-35-0000-00-L | HR | NO | NO |  | Field | DIRECT SUPPORT | Active | Demolition Field Staff | Demolition Project Controls | 05270000000L |  |  |  | 5000 | Demolition | 09235000000L | Labor cost for Demolition Project Controls.
09 | 2 | 2 | 40 | 00 | 00 | 00 | L | Demolition Field Engineer | 092-40-0000-00-L | LS | NO | NO |  | Field | DIRECT SUPPORT | Active | Demolition Field Staff | Demolition Field Engineer | 052750000000 |  |  |  | 5000 | Demolition | 09240000000L | Labor cost for Demolition Field Engineer.
09 | 3 | 2 | 45 | 00 | 00 | 00 | L | Demolition Safety | 092-45-0000-00-L | LS | NO | NO |  | Field | DIRECT SUPPORT | Active | Demolition Field Staff | Demolition Safety | 052800000000 |  |  |  | 5000 | Demolition | 09245000000L | Labor cost for Demolition Safety.
09 | 3 | 2 | 50 | 00 | 00 | 00 | 0 | Demolition Quality | 092-50-0000-00-0 | LS | NO | NO |  | Field | DIRECT SUPPORT | Active | Demolition Field Staff | Demolition Quality | 05285000000O |  |  |  |  | Demolition | 092500000000 | Cost of Demolition Quality.
09 | 3 | 2 | 55 | 00 | 00 | 00 | L | Demolition Material Control | 092-55-0000-00-L | LS | NO | NO |  | Field | DIRECT SUPPORT | Active | Demolition Field Staff | Demolition Material Control | 05290000000O |  |  |  | 5000 | Demolition | 09255000000L | Labor cost for Demolition Material Control.
09 | 3 | 2 | 60 | 00 | 00 | 00 | L | Demolition General Field Support Labor | 092-60-0000-00-L | LS | NO | NO |  | Field | DIRECT SUPPORT | Active | Demolition Field Staff | Demolition General Field Support Labor | 05295000000O |  |  |  | 5000 | Demolition | 09260000000L | Summary of Demolition General Field Support Labor costs.
09 | 3 | 2 | 60 | 60 | 00 | 00 | L | Demolition Safety Attendents | 092-60-6000-00-L | LS | NO | NO |  | Field | DIRECT SUPPORT | Active | Demolition Field Staff | Demolition General Field Support Labor |  |  |  |  | 5000 | Demolition | 09260600000L | Labor cost for Demolition Safety Attendents.
09 | 3 | 3 | 00 | 00 | 00 | 00 | 0 | Demolition Field Support Services & Supplies | 093-00-0000-00-0 | LS | YES | YES |  | Field | DIRECT SUPPORT | Active | Demolition Field Support Services & Supplies | Summary | [5 empty] | Demolition | 093000000000 | Top-level summary of all Demolition Field Support Services & Supplies costs.
09 | 3 | 3 | 10 | 00 | 00 | 00 | 0 | Demolition Small Tools & Consumables | 093-10-0000-00-0 | LS | NO | NO |  | Field | DIRECT SUPPORT | Active | Demolition Field Support Services & Supplies | Demolition Small Tools & Consumables | 05200000000L |  |  |  |  | Demolition | 093100000000 | Summary of Demolition Small Tools & Consumables costs.
09 | 4 | 3 | 10 | 05 | 00 | 00 | O | Demolition Small Tools | 093-10-0500-00-O | LS | NO | NO |  | Field | DIRECT SUPPORT | Active | Demolition Field Support Services & Supplies | Demolition Small Tools & Consumables |  |  |  |  | 5400 | Demolition | 09310050000O | Cost of Demolition Small Tools.
09 | 4 | 3 | 10 | 10 | 00 | 00 | M | Demolition Consumables (used one time) | 093-10-1000-00-M | CY | NO | NO |  | Field | DIRECT SUPPORT | Active | Demolition Field Support Services & Supplies | Demolition Small Tools & Consumables | 100000000000 |  |  |  | 5100 | Demolition | 09310100000M | Material cost for Demolition Consumables (used one time).
09 | 4 | 3 | 10 | 15 | 00 | 00 | O | Demolition Safety Supplies | 093-10-1500-00-O | CY | NO | NO |  | Field | DIRECT SUPPORT | Active | Demolition Field Support Services & Supplies | Demolition Small Tools & Consumables | 200000000000 |  |  |  | 5400 | Demolition | 09310150000O | Cost of Demolition Safety Supplies.
09 | 4 | 3 | 10 | 20 | 00 | 00 | O | Demolition Other Supplies | 093-10-2000-00-O | TN | NO | NO |  | Field | DIRECT SUPPORT | Active | Demolition Field Support Services & Supplies | Demolition Small Tools & Consumables | 300000000000 |  |  |  | 5400 | Demolition | 09310200000O | Cost of Demolition Other Supplies.
09 | 6 | 3 | 20 | 00 | 00 | 00 | O | Demoition Site Services | 093-20-0000-00-O | SF | NO | NO |  | Field | DIRECT SUPPORT | Active | Demolition Field Support Services & Supplies | Demoition Site Services | 400000000000 |  |  |  | 5400 | Demolition | 09320000000O | Cost of Demoition Site Services.
09 | 6 | 4 | 00 | 00 | 00 | 00 | 0 | Demolition Equipment | 094-00-0000-00-0 | EA | YES | YES |  | Field | DIRECT SUPPORT | Active | Demolition Equipment | Summary | 530000000000 |  |  |  |  | Demolition | 094000000000 | Direct field labor for Equipment Demolition.
09 | 6 | 4 | 10 | 00 | 00 | 00 | E | Demolition Haskell Owned Equipment | 094-10-0000-00-E | LF | NO | NO |  | Field | DIRECT SUPPORT | Active | Demolition Equipment | Demolition Haskell Owned Equipment | 630000000000 |  |  |  | 5300 | Demolition | 09410000000E | Equipment cost for Demolition Haskell Owned Equipment.
09 | 7 | 4 | 20 | 00 | 00 | 00 | E | Demolition Third Party Rental Equipment | 094-20-0000-00-E | LF | NO | NO |  | Field | DIRECT SUPPORT | Active | Demolition Equipment | Demolition Third Party Rental Equipment | 630000000000 |  |  |  | 5500 | Demolition | 09420000000E | Equipment cost for Demolition Third Party Rental Equipment.
09 | 7 | 4 | 50 | 00 | 00 | 00 | 0 | Demolition Maintenance Lubricants & Oil | 094-50-0000-00-0 | LF | NO | NO |  | Field | DIRECT SUPPORT | Active | Demolition Equipment | Demolition Maintenance Lubricants & Oil | 630000000000 |  |  |  |  | Demolition | 094500000000 | Cost of Demolition Maintenance Lubricants & Oil.
09 | X | 6 | 00 | 00 | 00 | 00 | 0 | Demolition Mobilization / Demobilization | 096-00-0000-00-0 | EA | YES | YES |  | Field | DIRECT SUPPORT | Active | Demolition Mobilization / Demobilization | Summary | 530000000000 |  |  |  |  | Demolition | 096000000000 | Top-level summary of all Demolition Mobilization / Demobilization costs.
09 | X | 6 | 10 | 00 | 00 | 00 | L | Demolition Mobilization | 096-10-0000-00-L | LF | NO | NO |  | Field | DIRECT SUPPORT | Active | Demolition Mobilization / Demobilization | Demolition Mobilization | 630000000000 |  |  |  | 5000 | Demolition | 09610000000L | Labor cost for Demolition Mobilization.
09 | X | 6 | 20 | 00 | 00 | 00 | L | Demolition Demobilization | 096-20-0000-00-L | LF | NO | NO |  | Field | DIRECT SUPPORT | Active | Demolition Mobilization / Demobilization | Demolition Demobilization | 630000000000 |  |  |  | 5000 | Demolition | 09620000000L | Labor cost for Demolition Demobilization.
09 | X | 7 | 00 | 00 | 00 | 00 | 0 | Demolition Training & Expenses | 097-00-0000-00-0 | EA | YES | YES |  | Field | DIRECT SUPPORT | Active | Demolition Training & Expenses | Summary | 530000000000 |  |  |  |  | Demolition | 097000000000 | Top-level summary of all Demolition Training & Expenses costs.
09 | X | 7 | 10 | 00 | 00 | 00 | 0 | Demolition Training & Onboarding | 097-10-0000-00-0 | LF | NO | NO |  | Field | DIRECT SUPPORT | Active | Demolition Training & Expenses | Demolition Training & Onboarding | 630000000000 |  |  |  |  | Demolition | 097100000000 | Cost of Demolition Training & Onboarding.
09 | X | 8 | 00 | 00 | 00 | 00 | 0 | Craft Demolition | 098-00-0000-00-0 | LS | YES | YES |  | Field | DIRECT LABOR | Active | Craft Demolition | Summary | [5 empty] | Demolition | 098000000000 | Top-level summary of all Craft Demolition costs.
09 | X | 8 | 01 | 00 | 00 | 00 | L | Underground Demolition | 098-01-0000-00-L | LS | NO | NO |  | Field | DIRECT LABOR | Active | Craft Demolition | Underground Demolition |  |  |  |  | 5000 | Demolition | 09801000000L | Direct field labor for Underground Demolition.
09 | X | 8 | 10 | 00 | 00 | 00 | L | Civil Demolition | 098-10-0000-00-L | CY | NO | NO |  | Field | DIRECT LABOR | Active | Craft Demolition | Civil Demolition | 100000000000 |  |  |  | 5000 | Demolition | 09810000000L | Direct field labor for Civil Demolition.
09 | X | 8 | 20 | 00 | 00 | 00 | L | Concrete Demolition | 098-20-0000-00-L | CY | NO | NO |  | Field | DIRECT LABOR | Active | Craft Demolition | Concrete Demolition | 200000000000 |  |  |  | 5000 | Demolition | 09820000000L | Direct field labor for Concrete Demolition.
09 | X | 8 | 29 | 00 | 00 | 00 | L | Grout Demolition | 098-29-0000-00-L | CY | NO | NO |  | Field | DIRECT LABOR | Active | Craft Demolition | Concrete Demolition | 200000000000 |  |  |  | 5000 | Demolition | 09829000000L | Direct field labor for Grout Demolition.
09 | X | 8 | 30 | 00 | 00 | 00 | L | Steel Demolition | 098-30-0000-00-L | TN | NO | NO |  | Field | DIRECT LABOR | Active | Craft Demolition | Steel Demolition | 300000000000 |  |  |  | 5000 | Demolition | 09830000000L | Direct field labor for Steel Demolition.
09 | 0 | 8 | 40 | 00 | 00 | 00 | L | Buildings Demolition | 098-40-0000-00-L | SF | NO | NO |  | Field | DIRECT LABOR | Active | Craft Demolition | Buildings Demolition | 400000000000 |  |  |  | 5000 | Demolition | 09840000000L | Direct field labor for Buildings Demolition.
09 | 1 | 8 | 50 | 00 | 00 | 00 | L | Equipment Demolition | 098-50-0000-00-L | EA | NO | NO |  | Field | DIRECT LABOR | Active | Craft Demolition | Equipment Demolition | 530000000000 |  |  |  | 5000 | Demolition | 09850000000L | Direct field labor for Equipment Demolition.
09 | 1 | 8 | 60 | 00 | 00 | 00 | L | Piping Demolition | 098-60-0000-00-L | LF | NO | NO |  | Field | DIRECT LABOR | Active | Craft Demolition | Piping Demolition | 630000000000 |  |  |  | 5000 | Demolition | 09860000000L | Direct field labor for Piping Demolition.
09 | 1 | 8 | 70 | 00 | 00 | 00 | L | Electrical Demolition | 098-70-0000-00-L | LS | NO | NO |  | Field | DIRECT LABOR | Active | Craft Demolition | Electrical Demolition | 700000000000 |  |  |  | 5000 | Demolition | 09870000000L | Direct field labor for Electrical Demolition.
09 | 1 | 8 | 80 | 00 | 00 | 00 | L | Instrumentation Demolition | 098-80-0000-00-L | LS | NO | NO |  | Field | DIRECT LABOR | Active | Craft Demolition | Instrumentation Demolition | 800000000000 |  |  |  | 5000 | Demolition | 09880000000L | Direct field labor for Instrumentation Demolition.
09 | 1 | 8 | 85 | 00 | 00 | 00 | L | Coatings Demolition | 098-85-0000-00-L | SF | NO | NO |  | Field | DIRECT LABOR | Active | Craft Demolition | Coatings Demolition | 900000000000 |  |  |  | 5000 | Demolition | 09885000000L | Direct field labor for Coatings Demolition.
10 | 1 | 0 | 00 | 00 | 00 | 00 | 0 | Civil | 100-00-0000-00-0 | CY | NO | NO | n/a | 2010 | DIRECT | Active | Civil | Summary | [5 empty] | Civil | 100000000000 | Top-level summary of all Civil costs.
10 | 1 | 1 | 00 | 00 | 00 | 00 | 0 | Civil Shop Materials | 101-00-0000-00-0 | LT | YES | YES | n/a | 2010 | MATERIALS | Active | Civil Shop Materials | Summary | 03000000000I |  |  |  |  | Civil | 101000000000 | Top-level summary of all Civil Shop Materials costs.
10 | 1 | 1 | 05 | 00 | 00 | 00 | 0 | Earthwork & Trenching | 101-05-0000-00-0 | LT | NO | YES | Bulks | 2010 | MATERIALS | Active | Civil Shop Materials | Earthwork & Trenching | 03000000000I |  |  |  |  | Civil | 101050000000 | Summary of Earthwork & Trenching material costs.
10 | 1 | 1 | 05 | 05 | 00 | 00 | M | Topsoil | 101-05-0500-00-M | CY | NO | YES | Bulks | 2010 | MATERIALS | Active | Civil Shop Materials | Earthwork & Trenching | 03000000000I |  |  |  | 5100 | Civil | 10105050000M | Material cost for Topsoil.
10 | 1 | 1 | 05 | 10 | 00 | 00 | M | Site/Road Excavation | 101-05-1000-00-M | CY | NO | YES | Bulks | 2010 | MATERIALS | Active | Civil Shop Materials | Earthwork & Trenching | 03000000000I |  |  |  | 5100 | Civil | 10105100000M | Material cost for Site/Road Excavation.
10 | 1 | 1 | 05 | 15 | 00 | 00 | M | Swale/Ditch Excavation | 101-05-1500-00-M | CY | NO | YES | Bulks | 2010 | MATERIALS | Active | Civil Shop Materials | Earthwork & Trenching | 03000000000I |  |  |  | 5100 | Civil | 10105150000M | Material cost for Swale/Ditch Excavation.
10 | 1 | 1 | 05 | 20 | 00 | 00 | M | Site/Road Embankment | 101-05-2000-00-M | CY | NO | YES | Bulks | 2010 | MATERIALS | Active | Civil Shop Materials | Earthwork & Trenching | 03000000000I |  |  |  | 5100 | Civil | 10105200000M | Material cost for Site/Road Embankment.
10 | 1 | 1 | 05 | 25 | 00 | 00 | M | Site/Road Fine Grade | 101-05-2500-00-M | CY | NO | YES | Bulks | 2010 | MATERIALS | Active | Civil Shop Materials | Earthwork & Trenching | 03000000000I |  |  |  | 5100 | Civil | 10105250000M | Material cost for Site/Road Fine Grade.
10 | 1 | 1 | 05 | 30 | 00 | 00 | M | Building Exc/Embank/Backfill | 101-05-3000-00-M | CY | NO | YES | Bulks | 2010 | MATERIALS | Active | Civil Shop Materials | Earthwork & Trenching | 03000000000I |  |  |  | 5100 | Civil | 10105300000M | Material cost for Building Exc/Embank/Backfill.
10 | 1 | 1 | 05 | 35 | 00 | 00 | M | Structure Exc/Embank/Backfill | 101-05-3500-00-M | CY | NO | YES | Bulks | 2010 | MATERIALS | Active | Civil Shop Materials | Earthwork & Trenching | 03000000000I |  |  |  | 5100 | Civil | 10105350000M | Material cost for Structure Exc/Embank/Backfill.
10 | 1 | 1 | 05 | 40 | 00 | 00 | M | Hydro-Excavation | 101-05-4000-00-M | CY | NO | YES | Bulks | 2010 | MATERIALS | Active | Civil Shop Materials | Earthwork & Trenching | 03000000000I |  |  |  | 5100 | Civil | 10105400000M | Material cost for Hydro-Excavation.
10 | 1 | 1 | 05 | 45 | 00 | 00 | M | Rock Excavation | 101-05-4500-00-M | CY | NO | YES | Bulks | 2010 | MATERIALS | Active | Civil Shop Materials | Earthwork & Trenching | 03000000000I |  |  |  | 5100 | Civil | 10105450000M | Material cost for Rock Excavation.
10 | 1 | 1 | 05 | 55 | 00 | 00 | M | Trenching | 101-05-5500-00-M | CY | NO | YES | Bulks | 2010 | MATERIALS | Active | Civil Shop Materials | Earthwork & Trenching | 03000000000I |  |  |  | 5100 | Civil | 10105550000M | Material cost for Trenching.
10 | 1 | 1 | 10 | 00 | 00 | 00 | 0 | Piling | 101-10-0000-00-0 | LF | YES | NO | Bulks | 2010 | MATERIALS | Active | Civil Shop Materials | Piling | 03000000000I |  |  |  |  | Civil | 101100000000 | Material cost for Piling.
10 | 1 | 1 | 15 | 00 | 00 | 00 | 0 | Underground | 101-15-0000-00-0 | LT | NO | NO | Bulks | 2010 | MATERIALS | Active | Civil Shop Materials | Underground | 03000000000I |  |  |  |  | Civil | 101150000000 | Summary of Underground material costs.
10 | 1 | 1 | 15 | 05 | 00 | 00 | M | Pre-Cast Concrete Structures | 101-15-0500-00-M | EA | NO | NO | Bulks | 2010 | MATERIALS | Active | Civil Shop Materials | Underground | 03000000000I |  |  |  | 5100 | Civil | 10115050000M | Material cost for Pre-Cast Concrete Structures.
10 | 1 | 1 | 15 | 07 | 00 | 00 | M | Concrete Materials | 101-15-0700-00-M | CY | NO | NO | Bulks | 2010 | MATERIALS | Active | Civil Shop Materials | Underground | 03000000000I |  |  |  | 5100 | Civil | 10115070000M | Material cost for Concrete Materials.
10 | 1 | 1 | 15 | 10 | 00 | 00 | M | Steel Materials | 101-15-1000-00-M | TN | NO | NO | Bulks | 2010 | MATERIALS | Active | Civil Shop Materials | Underground | 03000000000I |  |  |  | 5100 | Civil | 10115100000M | Material cost for Steel Materials.
10 | 1 | 1 | 15 | 15 | 00 | 00 | M | Building Materials | 101-15-1500-00-M | LT | NO | NO | Bulks | 2010 | MATERIALS | Active | Civil Shop Materials | Underground | 03000000000I |  |  |  | 5100 | Civil | 10115150000M | Material cost for Building Materials.
10 | 1 | 1 | 15 | 20 | 00 | 00 | M | Equipment Materials | 101-15-2000-00-M | LT | NO | NO | Bulks | 2010 | MATERIALS | Active | Civil Shop Materials | Underground | 03000000000I |  |  |  | 5100 | Civil | 10115200000M | Material cost for Equipment Materials.
10 | 1 | 1 | 15 | 25 | 00 | 00 | M | Underground Piping Materials | 101-15-2500-00-M | LT | NO | NO | Bulks | 2010 | MATERIALS | Active | Civil Shop Materials | Underground | 03000000000I |  |  |  | 5100 | Civil | 10115250000M | Summary of Underground Piping Materials material costs.
10 | 1 | 1 | 15 | 25 | 05 | 00 | M | Underground Piping Materials - Excavation | 101-15-2505-00-M | CY | NO | NO | Bulks | 2010 | MATERIALS | Active | Civil Shop Materials | Underground | 03000000000I |  |  |  | 5100 | Civil | 10115250500M | Material cost for Underground Piping Materials - Excavation.
10 | 1 | 1 | 15 | 25 | 10 | 00 | M | Underground Piping Materials - Supports | 101-15-2510-00-M | EA | NO | NO | Bulks | 2010 | MATERIALS | Active | Civil Shop Materials | Underground | 03000000000I |  |  |  | 5100 | Civil | 10115251000M | Material cost for Underground Piping Materials - Supports.
10 | 1 | 1 | 15 | 25 | 15 | 00 | M | Carbon Steel | 101-15-2515-00-M | LF | NO | NO | Bulks | 2010 | MATERIALS | Active | Civil Shop Materials | Underground | 03000000000I |  |  |  | 5100 | Civil | 10115251500M | Material cost for Carbon Steel.
10 | 1 | 1 | 15 | 25 | 20 | 00 | M | Ductile Iron | 101-15-2520-00-M | LF | NO | NO | Bulks | 2010 | MATERIALS | Active | Civil Shop Materials | Underground | 03000000000I |  |  |  | 5100 | Civil | 10115252000M | Material cost for Ductile Iron.
10 | 1 | 1 | 15 | 25 | 25 | 00 | M | Grooved Pipe | 101-15-2525-00-M | LF | NO | NO | Bulks | 2010 | MATERIALS | Active | Civil Shop Materials | Underground | 03000000000I |  |  |  | 5100 | Civil | 10115252500M | Material cost for Grooved Pipe.
10 | 1 | 1 | 15 | 25 | 30 | 00 | M | HDPE | 101-15-2530-00-M | LF | NO | NO | Bulks | 2010 | MATERIALS | Active | Civil Shop Materials | Underground | 03000000000I |  |  |  | 5100 | Civil | 10115253000M | Material cost for HDPE.
10 | 1 | 1 | 15 | 25 | 35 | 00 | M | PVC | 101-15-2535-00-M | LF | NO | NO | Bulks | 2010 | MATERIALS | Active | Civil Shop Materials | Underground | 03000000000I |  |  |  | 5100 | Civil | 10115253500M | Material cost for PVC.
10 | 1 | 1 | 15 | 25 | 40 | 00 | M | Stainless Steel | 101-15-2540-00-M | LF | NO | NO | Bulks | 2010 | MATERIALS | Active | Civil Shop Materials | Underground | 03000000000I |  |  |  | 5100 | Civil | 10115254000M | Material cost for Stainless Steel.
10 | 1 | 1 | 15 | 25 | 45 | 00 | M | Underground Piping Materials - Concrete | 101-15-2545-00-M | CY | NO | NO | Bulks | 2010 | MATERIALS | Active | Civil Shop Materials | Underground | 03000000000I |  |  |  | 5100 | Civil | 10115254500M | Material cost for Underground Piping Materials - Concrete.
10 | 1 | 1 | 15 | 25 | 50 | 00 | M | Underground Piping Materials - Backfill | 101-15-2550-00-M | CY | NO | NO | Bulks | 2010 | MATERIALS | Active | Civil Shop Materials | Underground | 03000000000I |  |  |  | 5100 | Civil | 10115255000M | Material cost for Underground Piping Materials - Backfill.
10 | 1 | 1 | 15 | 30 | 00 | 00 | M | Underground Electrical Materials | 101-15-3000-00-M | LT | NO | NO | Bulks | 2010 | MATERIALS | Active | Civil Shop Materials | Underground | 03000000000I |  |  |  | 5100 | Civil | 10115300000M | Summary of Underground Electrical Materials material costs.
10 | 1 | 1 | 15 | 30 | 05 | 00 | M | Underground Electrical Materials - Excavation | 101-15-3005-00-M | CY | NO | NO | Bulks | 2010 | MATERIALS | Active | Civil Shop Materials | Underground | 03000000000I |  |  |  | 5100 | Civil | 10115300500M | Material cost for Underground Electrical Materials - Excavation.
10 | 1 | 1 | 15 | 30 | 10 | 00 | M | Underground Electrical Materials - Supports | 101-15-3010-00-M | EA | NO | NO | Bulks | 2010 | MATERIALS | Active | Civil Shop Materials | Underground | 03000000000I |  |  |  | 5100 | Civil | 10115301000M | Material cost for Underground Electrical Materials - Supports.
10 | 1 | 1 | 15 | 30 | 15 | 00 | M | Underground Structures | 101-15-3015-00-M | EA | NO | NO | Bulks | 2010 | MATERIALS | Active | Civil Shop Materials | Underground | 03000000000I |  |  |  | 5100 | Civil | 10115301500M | Material cost for Underground Structures.
10 | 1 | 1 | 15 | 30 | 20 | 00 | M | Raceway | 101-15-3020-00-M | LF | NO | NO | Bulks | 2010 | MATERIALS | Active | Civil Shop Materials | Underground | 03000000000I |  |  |  | 5100 | Civil | 10115302000M | Material cost for Raceway.
10 | 1 | 1 | 15 | 30 | 25 | 00 | M | Cable | 101-15-3025-00-M | LF | NO | NO | Bulks | 2010 | MATERIALS | Active | Civil Shop Materials | Underground | 03000000000I |  |  |  | 5100 | Civil | 10115302500M | Material cost for Cable.
10 | 1 | 1 | 15 | 30 | 30 | 00 | M | Grounding | 101-15-3030-00-M | LF | NO | NO | Bulks | 2010 | MATERIALS | Active | Civil Shop Materials | Underground | 03000000000I |  |  |  | 5100 | Civil | 10115303000M | Material cost for Grounding.
10 | 1 | 1 | 15 | 30 | 35 | 00 | M | Cathodic Protection | 101-15-3035-00-M | LT | NO | NO | Bulks | 2010 | MATERIALS | Active | Civil Shop Materials | Underground | 03000000000I |  |  |  | 5100 | Civil | 10115303500M | Material cost for Cathodic Protection.
10 | 1 | 1 | 15 | 30 | 40 | 00 | M | Underground Electrical Materials - Concrete | 101-15-3040-00-M | CY | NO | NO | Bulks | 2010 | MATERIALS | Active | Civil Shop Materials | Underground | 03000000000I |  |  |  | 5100 | Civil | 10115304000M | Material cost for Underground Electrical Materials - Concrete.
10 | 1 | 1 | 15 | 30 | 45 | 00 | M | Underground Electrical Materials - Backfill | 101-15-3045-00-M | CY | NO | NO | Bulks | 2010 | MATERIALS | Active | Civil Shop Materials | Underground | 03000000000I |  |  |  | 5100 | Civil | 10115304500M | Material cost for Underground Electrical Materials - Backfill.
10 | 1 | 1 | 20 | 00 | 00 | 00 | 0 | Site Improvements | 101-20-0000-00-0 | SY | NO | NO | Bulks | 2010 | MATERIALS | Active | Civil Shop Materials | Site Improvements | 03000000000I |  |  |  |  | Civil | 101200000000 | Summary of Site Improvements material costs.
10 | 1 | 1 | 20 | 05 | 00 | 00 | M | Granular Embankment/Grading | 101-20-0500-00-M | CY | NO | NO | Bulks | 2010 | MATERIALS | Active | Civil Shop Materials | Site Improvements | 03000000000I |  |  |  | 5100 | Civil | 10120050000M | Material cost for Granular Embankment/Grading.
10 | 1 | 1 | 20 | 10 | 00 | 00 | M | Modular Block Walls / Rockeries | 101-20-1000-00-M | SF | NO | NO | Bulks | 2010 | MATERIALS | Active | Civil Shop Materials | Site Improvements | 03000000000I |  |  |  | 5100 | Civil | 10120100000M | Material cost for Modular Block Walls / Rockeries.
10 | 2 | 1 | 20 | 15 | 00 | 00 | M | Crushed Rock | 101-20-1500-00-M | TN | NO | NO | Bulks | 2010 | MATERIALS | Active | Civil Shop Materials | Site Improvements | 03000000000I |  |  |  | 5100 | Civil | 10120150000M | Material cost for Crushed Rock.
10 | 2 | 1 | 20 | 20 | 00 | 00 | M | Rip Rap / Quarry Rock | 101-20-2000-00-M | TN | NO | NO | Bulks | 2010 | MATERIALS | Active | Civil Shop Materials | Site Improvements | 03000000000I |  |  |  | 5100 | Civil | 10120200000M | Material cost for Rip Rap / Quarry Rock.
10 | 2 | 1 | 20 | 25 | 00 | 00 | M | Stream Aggregates | 101-20-2500-00-M | TN | NO | NO | Bulks | 2010 | MATERIALS | Active | Civil Shop Materials | Site Improvements | 03000000000I |  |  |  | 5100 | Civil | 10120250000M | Material cost for Stream Aggregates.
10 | 2 | 1 | 20 | 30 | 00 | 00 | M | Paving | 101-20-3000-00-M | SF | NO | NO | Bulks | 2010 | MATERIALS | Active | Civil Shop Materials | Site Improvements | 03000000000I |  |  |  | 5100 | Civil | 10120300000M | Material cost for Paving.
10 | 4 | 1 | 20 | 35 | 00 | 00 | M | Landscaping | 101-20-3500-00-M | SF | NO | NO | Bulks | 2010 | MATERIALS | Active | Civil Shop Materials | Site Improvements | 03000000000I |  |  |  | 5100 | Civil | 10120350000M | Material cost for Landscaping.
10 | 4 | 1 | 20 | 40 | 00 | 00 | M | Fencing | 101-20-4000-00-M | LF | NO | NO | Bulks | 2010 | MATERIALS | Active | Civil Shop Materials | Site Improvements | 03000000000I |  |  |  | 5100 | Civil | 10120400000M | Material cost for Fencing.
10 | 4 | 2 | 00 | 00 | 00 | 00 | 0 | Civil Field Staff | 102-00-0000-00-0 | HR | YES | YES | n/a | 2010 | DIRECT SUPPORT | Active | Civil Field Staff | Summary | 05200000000L |  |  |  |  | Civil | 102000000000 | Top-level summary of all Civil Field Support costs.
10 | 4 | 2 | 20 | 00 | 00 | 00 | L | Civil General Foreman | 102-20-0000-00-L | HR | NO | NO | n/a | 2010 | DIRECT SUPPORT | Active | Civil Field Staff | Civil General Foreman | 05220000000L |  |  |  | 5000 | Civil | 10220000000L | Summary of Civil General Foreman labor costs.
10 | 5 | 2 | 55 | 00 | 00 | 00 | L | Civil Material Control | 102-55-0000-00-L | HR | [12 empty] | 5000 |  | 10255000000L
10 | 5 | 2 | 60 | 00 | 00 | 00 | L | Civil General Field Labor Support | 102-60-0000-00-L | HR | NO | NO | n/a | 2010 | DIRECT SUPPORT | Active | Civil Field Staff | Civil General Field Labor Support | 05255000000L |  |  |  | 5000 | Civil | 10260000000L | Summary of Civil Material Control labor costs.
10 | 5 | 2 | 60 | 60 | 00 | 00 | L | Civil Safety Attendents | 102-60-6000-00-L | HR | NO | NO | n/a | 2010 | DIRECT SUPPORT | Active | Civil Field Staff | Civil General Field Labor Support | 03000000000I |  |  |  | 5000 | Civil | 10260600000L | Material cost for Fencing.
10 | 9 | 4 | 00 | 00 | 00 | 00 | 0 | Civil Equipment | 104-00-0000-00-0 | DL | YES | YES |  | 2010 | DIRECT SUPPORT | Active | Civil Equipment | Summary | 05200000000L |  |  |  |  | Civil | 104000000000 | Top-level summary of all Civil Field Support costs.
10 | 0 | 4 | 10 | 00 | 00 | 00 | E | Civil Haskell Owned Equipment | 104-10-0000-00-E | DL | NO | NO |  | 2010 | DIRECT SUPPORT | Active | Civil Equipment | Civil Haskell Owned Equipment | 05260000000L |  |  |  | 5300 | Civil | 10410000000E | Summary of Civil Field Support - Civil Operators labor costs.
10 | 0 | 4 | 20 | 00 | 00 | 00 | E | Civil Third Party Rental Equipment | 104-20-0000-00-E | DL | NO | NO |  | 2010 | DIRECT SUPPORT | Active | Civil Equipment | Civil Third Party Rental Equipment | 05265000000L |  |  |  | 5500 | Civil | 10420000000E | Summary of Civil Site Support labor costs.
10 | 0 | 4 | 50 | 00 | 00 | 00 | 0 | Civil Maintenance Lubricants & Oil | 104-50-0000-00-0 | DL | NO | NO |  | 2010 | DIRECT SUPPORT | Active | Civil Equipment | Civil Maintenance Lubricants & Oil | 05270000000L |  |  |  |  | Civil | 104500000000 | Summary of Civil Work Gap Allowance labor costs.
10 | 0 | 5 | 00 | 00 | 00 | 00 | 0 | Civil Facilities | 105-00-0000-00-0 | DL | YES | YES |  | 2010 | DIRECT LABOR | Active | Civil Testing & Services | Summary | 608000000000 |  |  |  |  | Civil | 105000000000 | Top-level summary of all Pipe Shop Testing & Services costs.
10 | 0 | 5 | 10 | 00 | 00 | 00 | 0 | Civil Temporary Facilities | 105-10-0000-00-0 | TL | NO | NO |  | 2010 | DIRECT SUPPORT | Active | Civil Equipment | Civil Maintenance Lubricants & Oil | 05270000000L |  |  |  |  | Civil | 105100000000 | Summary of Civil Work Gap Allowance labor costs.
10 | 0 | 5 | 10 | 10 | 00 | 00 | L | Civil Temporary Draining (SWPPP) | 105-10-1000-00-L | SY | NO | NO | n/a | 2010 | DIRECT SUPPORT | Active | Civil Field Staff | Civil General Field Labor Support | 03000000000I |  |  |  | 5000 | Civil | 10510100000L | Material cost for Fencing.
11 | 0 | 3 | 05 | 00 | 00 | 00 | S | Sub: Dewatering | 113-05-0000-00-S | HR | NO | NO |  | 2010 | DIRECT SUBCONTRACT | Active | Civil Subcontracts | Sub: Environmental |  |  |  |  | 5200 | Civil | 11305000000S | Cost of subcontracted Environmental work. | Indirect L/S
10 | 0 | 9 | 00 | 00 | 00 | 00 | 0 | Civil Testing & Services | 109-00-0000-00-0 | AL | YES | YES |  | 2010 | DIRECT LABOR | Active | Civil Testing & Services | Summary | 608000000000 |  |  |  |  | Civil | 109000000000 | Top-level summary of all Pipe Shop Testing & Services costs.
11 | 0 | 3 | 30 | 00 | 00 | 00 | S | Sub: Environmental | 113-30-0000-00-S | HR | NO | NO |  | 2010 | DIRECT SUBCONTRACT | Active | Civil Subcontracts | Sub: Environmental |  |  |  |  | 5200 | Civil | 11330000000S | Cost of subcontracted Environmental work.
11 | 0 | 0 | 00 | 00 | 00 | 00 | 0 | Earthwork & Trenching | 110-00-0000-00-0 | CY | YES | YES |  | 2010 | DIRECT LABOR | Active | Earthwork & Trenching | Summary | [5 empty] | Civil | 110000000000 | Top-level summary of all Earthwork & Trenching costs.
11 | 0 | 0 | 05 | 00 | 00 | 00 | L | Strip Topsoil | 110-05-0000-00-L | CY | NO | NO |  | 2010 | DIRECT LABOR | Active | Earthwork & Trenching | Strip Topsoil |  |  |  |  | 5000 | Civil | 11005000000L | Direct field labor for Strip Topsoil.
11 | 0 | 0 | 10 | 00 | 00 | 00 | L | Site / Road Excavation | 110-10-0000-00-L | CY | NO | NO |  | 2010 | DIRECT LABOR | Active | Earthwork & Trenching | Site / Road Excavation |  |  |  |  | 5000 | Civil | 11010000000L | Direct field labor for Site / Road Excavation.
11 | 0 | 0 | 15 | 00 | 00 | 00 | L | Swale / Ditch Excavation | 110-15-0000-00-L | CY | NO | NO |  | 2010 | DIRECT LABOR | Active | Earthwork & Trenching | Swale / Ditch Excavation |  |  |  |  | 5000 | Civil | 11015000000L | Direct field labor for Swale / Ditch Excavation.
11 | 1 | 0 | 20 | 00 | 00 | 00 | L | Site / Road Embankment | 110-20-0000-00-L | CY | NO | NO |  | 2010 | DIRECT LABOR | Active | Earthwork & Trenching | Site / Road Embankment |  |  |  |  | 5000 | Civil | 11020000000L | Direct field labor for Site / Road Embankment.
11 | 2 | 0 | 25 | 00 | 00 | 00 | L | Site / Road Fine Grade | 110-25-0000-00-L | CY | NO | NO |  | 2010 | DIRECT LABOR | Active | Earthwork & Trenching | Site / Road Fine Grade |  |  |  |  | 5000 | Civil | 11025000000L | Direct field labor for Site / Road Fine Grade.
11 | 2 | 0 | 35 | 00 | 00 | 00 | L | Structure Exc/Embank/Backfill | 110-35-0000-00-L | CY | NO | NO |  | 2010 | DIRECT LABOR | Active | Earthwork & Trenching | Structure Exc/Embank/Backfill |  |  |  |  | 5000 | Civil | 11035000000L | Direct field labor for Structure Exc/Embank/Backfill.
11 | 2 | 0 | 40 | 00 | 00 | 00 | L | Hydro-Excavation | 110-40-0000-00-L | CY | NO | NO |  | 2010 | DIRECT LABOR | Active | Earthwork & Trenching | Hydro-Excavation |  |  |  |  | 5000 | Civil | 11040000000L | Direct field labor for Hydro-Excavation.
11 | 2 | 0 | 45 | 00 | 00 | 00 | L | Rock Excavation | 110-45-0000-00-L | CY | NO | NO |  | 2010 | DIRECT LABOR | Active | Earthwork & Trenching | Rock Excavation |  |  |  |  | 5000 | Civil | 11045000000L | Direct field labor for Rock Excavation.
11 | 2 | 0 | 50 | 00 | 00 | 00 | L | Misc Excavation | 110-50-0000-00-L | CY | NO | NO |  | 2010 | DIRECT LABOR | Active | Earthwork & Trenching | Misc Excavation |  |  |  |  | 5000 | Civil | 11050000000L | Direct field labor for Misc Excavation.
11 | 2 | 0 | 55 | 00 | 00 | 00 | L | Trenching | 110-55-0000-00-L | CY | NO | NO |  | 2010 | DIRECT LABOR | Active | Earthwork & Trenching | Trenching |  |  |  |  | 5000 | Civil | 11055000000L | Direct field labor for Trenching.
11 | 2 | 0 | 60 | 00 | 00 | 00 | L | Misc. Trenching | 110-60-0000-00-L | CY | NO | NO |  | 2010 | DIRECT LABOR | Active | Earthwork & Trenching | Misc. Trenching |  |  |  |  | 5000 | Civil | 11060000000L | Direct field labor for Misc. Trenching.
11 | 2 | 0 | 65 | 00 | 00 | 00 | L | Other | 110-65-0000-00-L | CY | NO | NO |  | 2010 | DIRECT LABOR | Active | Earthwork & Trenching | Other |  |  |  |  | 5000 | Civil | 11065000000L | Direct field labor for Other.
11 | 2 | 2 | 00 | 00 | 00 | 00 | 0 | Underground | 112-00-0000-00-0 | CY | YES | YES |  | 2010 | DIRECT LABOR | Active | Underground | Summary | [5 empty] | Civil | 112000000000 | Top-level summary of all Underground costs.
11 | 2 | 2 | 05 | 00 | 00 | 00 | L | Underground - Concrete | 112-05-0000-00-L | CY | NO | NO |  | 2010 | DIRECT LABOR | Active | Underground | Underground - Concrete | 200000000000 |  |  |  | 5000 | Civil | 11205000000L | Summary of Underground - Concrete labor costs.
11 | 2 | 2 | 05 | 05 | 00 | 00 | L | Pre-Cast Concrete | 112-05-0500-00-L | EA | NO | NO |  | 2010 | DIRECT LABOR | Active | Underground | Underground - Concrete | 200000000000 |  |  |  | 5000 | Civil | 11205050000L | Direct field labor for Pre-Cast Concrete.
11 | 2 | 2 | 05 | 10 | 00 | 00 | L | Cast in Place Concrete | 112-05-1000-00-L | CY | NO | NO |  | 2010 | DIRECT LABOR | Active | Underground | Underground - Concrete | 200000000000 |  |  |  | 5000 | Civil | 11205100000L | Direct field labor for Cast in Place Concrete.
11 | 2 | 2 | 10 | 00 | 00 | 00 | L | Steel (reserved) | 112-10-0000-00-L | TN | NO | NO |  | 2010 | DIRECT LABOR | Active | Underground | Steel (reserved) | 300000000000 |  |  |  | 5000 | Civil | 11210000000L | Direct field labor for Steel (reserved).
11 | 2 | 2 | 15 | 00 | 00 | 00 | L | Building (reserved) | 112-15-0000-00-L | SF | NO | NO |  | 2010 | DIRECT LABOR | Active | Underground | Building (reserved) | 400000000000 |  |  |  | 5000 | Civil | 11215000000L | Direct field labor for Building (reserved).
11 | 2 | 2 | 20 | 00 | 00 | 00 | L | Equipment (reserved) | 112-20-0000-00-L | EA | NO | NO |  | 2010 | DIRECT LABOR | Active | Underground | Equipment (reserved) | 530000000000 |  |  |  | 5000 | Civil | 11220000000L | Direct field labor for Equipment (reserved).
11 | 2 | 2 | 25 | 00 | 00 | 00 | L | U/G Piping | 112-25-0000-00-L | LF | NO | NO |  | 2010 | DIRECT LABOR | Active | Underground | U/G Piping | 630000000000 |  |  |  | 5000 | Civil | 11225000000L | Summary of U/G Piping labor costs.
11 | 2 | 2 | 25 | 05 | 00 | 00 | L | Sanitary Sewer | 112-25-0500-00-L | LF | NO | NO |  | 2010 | DIRECT LABOR | Active | Underground | U/G Piping | 630000000000 |  |  |  | 5000 | Civil | 11225050000L | Direct field labor for Sanitary Sewer.
11 | 2 | 2 | 25 | 10 | 00 | 00 | L | Storm Drainage | 112-25-1000-00-L | LF | NO | NO |  | 2010 | DIRECT LABOR | Active | Underground | U/G Piping | 630000000000 |  |  |  | 5000 | Civil | 11225100000L | Direct field labor for Storm Drainage.
11 | 2 | 2 | 25 | 15 | 00 | 00 | L | Water Distribution | 112-25-1500-00-L | LF | NO | NO |  | 2010 | DIRECT LABOR | Active | Underground | U/G Piping | 630000000000 |  |  |  | 5000 | Civil | 11225150000L | Direct field labor for Water Distribution.
11 | 2 | 2 | 25 | 20 | 00 | 00 | L | Fire Water Distribution | 112-25-2000-00-L | LF | NO | NO |  | 2010 | DIRECT LABOR | Active | Underground | U/G Piping | 630000000000 |  |  |  | 5000 | Civil | 11225200000L | Direct field labor for Fire Water Distribution.
11 | 2 | 2 | 25 | 25 | 00 | 00 | L | Oily-Water Sewer | 112-25-2500-00-L | LF | NO | NO |  | 2010 | DIRECT LABOR | Active | Underground | U/G Piping | 630000000000 |  |  |  | 5000 | Civil | 11225250000L | Direct field labor for Oily-Water Sewer.
11 | 2 | 2 | 30 | 00 | 00 | 00 | L | U/G Electrical | 112-30-0000-00-L | LF | NO | NO |  | 2010 | DIRECT LABOR | Active | Underground | U/G Electrical | 703000000000 |  |  |  | 5000 | Civil | 11230000000L | Summary of U/G Electrical labor costs.
11 | 2 | 2 | 30 | 05 | 00 | 00 | L | Excavation | 112-30-0500-00-L | CY | NO | NO |  | 2010 | DIRECT LABOR | Active | Underground | U/G Electrical | 703000000000 |  |  |  | 5000 | Civil | 11230050000L | Direct field labor for Excavation.
11 | 3 | 2 | 30 | 10 | 00 | 00 | L | Supports | 112-30-1000-00-L | EA | NO | NO |  | 2010 | DIRECT LABOR | Active | Underground | U/G Electrical | 703000000000 |  |  |  | 5000 | Civil | 11230100000L | Direct field labor for Supports.
11 | 3 | 2 | 30 | 15 | 00 | 00 | L | Underground Structures | 112-30-1500-00-L | EA | NO | NO |  | 2010 | DIRECT LABOR | Active | Underground | U/G Electrical | 703000000000 |  |  |  | 5000 | Civil | 11230150000L | Direct field labor for Underground Structures.
11 | 3 | 2 | 30 | 20 | 00 | 00 | L | Raceway | 112-30-2000-00-L | LF | NO | NO |  | 2010 | DIRECT LABOR | Active | Underground | U/G Electrical | 703000000000 |  |  |  | 5000 | Civil | 11230200000L | Direct field labor for Raceway.
11 | 3 | 2 | 30 | 25 | 00 | 00 | L | Cable | 112-30-2500-00-L | LF | NO | NO |  | 2010 | DIRECT LABOR | Active | Underground | U/G Electrical | 703000000000 |  |  |  | 5000 | Civil | 11230250000L | Direct field labor for Cable.
11 | 3 | 2 | 30 | 30 | 00 | 00 | L | Grounding | 112-30-3000-00-L | LF | NO | NO |  | 2010 | DIRECT LABOR | Active | Underground | U/G Electrical | 703000000000 |  |  |  | 5000 | Civil | 11230300000L | Direct field labor for Grounding.
11 | 3 | 2 | 30 | 35 | 00 | 00 | L | Cathodic Protection | 112-30-3500-00-L | LT | NO | NO |  | 2010 | DIRECT LABOR | Active | Underground | U/G Electrical | 703000000000 |  |  |  | 5000 | Civil | 11230350000L | Direct field labor for Cathodic Protection.
11 | 3 | 2 | 30 | 40 | 00 | 00 | L | U/G Electrical - Concrete | 112-30-4000-00-L | CY | NO | NO |  | 2010 | DIRECT LABOR | Active | Underground | U/G Electrical | 05215300000L |  |  |  | 5000 | Civil | 11230400000L | Direct field labor for U/G Electrical - Concrete.
11 | 3 | 2 | 30 | 45 | 00 | 00 | L | Backfill | 112-30-4500-00-L | CY | NO | NO |  | 2010 | DIRECT LABOR | Active | Underground | U/G Electrical | 703000000000 |  |  |  | 5000 | Civil | 11230450000L | Direct field labor for Backfill.
11 | 3 | 3 | 50 | 00 | 00 | 00 | S | Sub: Septic System & Tank | 113-50-0000-00-S | HR | NO | NO |  | 2010 | DIRECT SUBCONTRACT | Active | Civil Subcontracts | Sub: Septic System & Tank |  |  |  |  | 5200 | Civil | 11350000000S | Cost of subcontracted Septic System & Tank work. | moved from subs
11 | 3 | 3 | 00 | 00 | 00 | 00 | 0 | Site Improvements | 113-00-0000-00-0 | HR | YES | YES |  | 2010 | DIRECT SUBCONTRACT | Active | Civil Subcontracts | Summary | [5 empty] | Civil | 113000000000 | Top-level summary of all Civil Subcontracts costs. | new division
11 | 3 | 1 | 00 | 00 | 00 | 00 | 0 | MSE Walls & Rockeries | 111-00-0000-00-0 | SF | YES | YES |  | 2010 | DIRECT LABOR | Active | MSE Walls & Rockeries | Summary | [5 empty] | Civil | 111000000000 | Top-level summary of all MSE Walls & Rockeries costs. | moved from earthwork & treching
11 | 3 | 3 | 10 | 00 | 00 | 00 | S | Sub: Sitework Surface Improvements | 113-10-0000-00-S | HR | NO | NO |  | 2010 | DIRECT SUBCONTRACT | Active | Civil Subcontracts | Sub: Trucking |  |  |  |  | 5200 | Civil | 11310000000S | Cost of subcontracted Trucking work.
11 | 0 | 3 | 15 | 00 | 00 | 00 | S | Sub: Paving/Striping | 113-15-0000-00-S | HR | NO | NO |  | 2010 | DIRECT SUBCONTRACT | Active | Civil Subcontracts | Sub: Environmental |  |  |  |  | 5200 | Civil | 11315000000S | Cost of subcontracted Environmental work.
11 | 1 | 3 | 20 | 00 | 00 | 00 | S | Sub: Landscaping | 113-20-0000-00-S | HR | NO | NO |  | 2010 | DIRECT SUBCONTRACT | Active | Civil Subcontracts | Sub: Trucking |  |  |  |  | 5200 | Civil | 11320000000S | Cost of subcontracted Trucking work.
11 | 1 | 3 | 25 | 00 | 00 | 00 | S | Sub: Fencing | 113-25-0000-00-S | HR | NO | NO |  | 2010 | DIRECT SUBCONTRACT | Active | Civil Subcontracts | Sub: Site Stabilization |  |  |  |  | 5200 | Civil | 11325000000S | Cost of subcontracted Site Stabilization work.
11 | 1 | 3 | 35 | 00 | 00 | 00 | S | Sub: Trucking | 113-35-0000-00-S | HR | NO | NO |  | 2010 | DIRECT SUBCONTRACT | Active | Civil Subcontracts | Sub: Trucking |  |  |  |  | 5200 | Civil | 11335000000S | Cost of subcontracted Trucking work. | should be a sub under earthwork
11 | 1 | 3 | 40 | 00 | 00 | 00 | S | Sub: Site Stabilization | 113-40-0000-00-S | HR | NO | NO |  | 2010 | DIRECT SUBCONTRACT | Active | Civil Subcontracts | Sub: Site Stabilization |  |  |  |  | 5200 | Civil | 11340000000S | Cost of subcontracted Site Stabilization work. | not sure what this is
11 | 2 | 3 | 45 | 00 | 00 | 00 | S | Sub: Marine | 113-45-0000-00-S | HR | NO | NO |  | 2010 | DIRECT SUBCONTRACT | Active | Civil Subcontracts | Sub: Marine |  |  |  |  | 5200 | Civil | 11345000000S | Cost of subcontracted Marine work. | new division - not a civil sub.
11 | 2 | 3 | 55 | 00 | 00 | 00 | S | Sub: Pile | 113-55-0000-00-S | HR | NO | NO |  | 2010 | DIRECT SUBCONTRACT | Active | Civil Subcontracts | Sub: Sheet Pile |  |  |  |  | 5200 | Civil | 11355000000S | Cost of subcontracted Sheet Pile work. | should be in concrete
20 | 2 | 0 | 00 | 00 | 00 | 00 | 0 | Concrete | 200-00-0000-00-0 | CY | NO | NO | N/A | 2010 | DIRECT | Active | Concrete | Summary |  |  |  |  | 5000 | Concrete | 200000000000 | Top-level summary of all Concrete costs.
23 | 2 | 1 | 00 | 00 | 00 | 00 | 0 | Concrete Materials | 231-00-0000-00-0 | CY | YES | YES | Bulks | 2010 | MATERIALS | Active | Concrete Materials | Summary | 03000000000I |  |  |  | 5100 | Concrete | 231000000000 | Top-level summary of all Concrete Materials costs.
23 | 4 | 1 | 10 | 00 | 00 | 00 | M | Form Materials (Permanent) | 231-10-0000-00-M | SF | NO | YES | Bulks | 2010 | MATERIALS | Active | Concrete Materials | Form Materials (Permanent) | 03000000000I |  |  |  | 5100 | Concrete | 23110000000M | Cost of Form Materials.
23 | 4 | 1 | 20 | 00 | 00 | 00 | M | Reinforcing Steel | 231-20-0000-00-M | TN | NO | YES | Bulks | 2010 | MATERIALS | Active | Concrete Materials | Reinforcing Steel | 03000000000I |  |  |  | 5100 | Concrete | 23120000000M | Material cost for Reinforcing Steel / Anchors.
23 | 4 | 1 | 30 | 00 | 00 | 00 | M | Embeds & Anchor Bolts | 231-30-0000-00-M | EA | NO | YES | Bulks | 2010 | MATERIALS | Active | Concrete Materials | Embeds & Anchor Bolts | 03000000000I |  |  |  | 5100 | Concrete | 23130000000M | Material cost for Embeds & Anchor Bolts.
23 | 4 | 1 | 30 | 00 | 00 | 00 | M | Waterstop / Joint Filler / Expansion Joint | 231-30-0000-00-M | LF | NO | YES | Bulks | 2010 | MATERIALS | Active | Concrete Materials | Waterstop / Joint Filler / Expansion Joint |  |  |  |  | 5100 | Concrete | 23130000000M | Material cost for Waterstop / Joint Filler / Expansion Joint.
23 | 9 | 1 | 30 | 00 | 00 | 00 | M | Vapor Barrier & Insulation Board | 231-30-0000-00-M | SF | NO | YES | Bulks | 2010 | MATERIALS | Active | Concrete Materials | Vapor Barrier & Insulation Board |  |  |  |  | 5100 | Concrete | 23130000000M | Material cost for Vapor Barrier & Insulation Board.
23 | 0 | 1 | 30 | 00 | 00 | 00 | M | Curing Compounts | 231-30-0000-00-M | LT | NO | YES | Bulks | 2010 | MATERIALS | Active | Concrete Materials | Curing Compounts |  |  |  |  | 5100 | Concrete | 23130000000M | Material cost for Curing Compounds.
23 | 0 | 1 | 30 | 00 | 00 | 00 | M | Accessories | 231-30-0000-00-M | LT | NO | YES | Bulks | 2010 | MATERIALS | Active | Concrete Materials | Accessories |  |  |  |  | 5100 | Concrete | 23130000000M | Material cost for Accessories.
23 | 0 | 2 | 00 | 00 | 00 | 00 | 0 | Concrete Field Staff | 232-00-0000-00-0 | HR | YES | NO |  | 2010 | DIRECT SUPPORT | Active | Concrete Field Staff | Summary | 05200000000L |  |  |  | 5100 | Concrete | 232000000000 | Top-level summary of all Concrete Field Staff costs.
23 | 0 | 2 | 20 | 00 | 00 | 00 | L | Concrete General Foreman | 232-20-0000-00-L | HR | NO | NO |  | 2010 | DIRECT SUPPORT | Active | Concrete Field Staff | Concrete General Foreman | 05220000000L |  |  |  | 5000 | Concrete | 23220000000L | Summary of Concrete General Foreman labor costs.
23 | 0 | 2 | 55 | 00 | 00 | 00 | L | Concrete Material Control | 232-55-0000-00-L | HR | NO | NO |  | 2010 | DIRECT SUPPORT | Active | Concrete Field Staff | Concrete General Foreman | 05220000000L |  |  |  | 5000 | Concrete | 23255000000L | Labor cost for Concrete Material Control.
23 | 0 | 2 | 60 | 00 | 00 | 00 | L | Concrete General Field Labor Support | 232-60-0000-00-L | HR | NO | NO |  | 2010 | DIRECT SUPPORT | Active | Concrete Field Staff | Concrete General Field Labor Support | 05255000000L |  |  |  | 5000 | Concrete | 23260000000L | Summary of Concrete General Field Labor Support labor costs.
23 | 0 | 2 | 60 | 60 | 00 | 00 | L | Concrete Safety Attendents | 232-60-6000-00-L | HR | NO | NO |  | 2010 | DIRECT SUPPORT | Active | Concrete Field Staff | Concrete General Field Labor Support |  |  |  |  | 5000 | Concrete | 23260600000L | Labor cost for Concrete Safety Attendents.
23 | 0 | 3 | 00 | 00 | 00 | 00 | 0 | Concrete Support Services & Supplies | 233-00-0000-00-0 | TL | YES | NO |  | 2010 | DIRECT SUPPORT | Active | Concrete Field Staff | Concrete General Field Labor Support |  |  |  |  | 5000 | Concrete | 233000000000 | Top-level summary of all Concrete Support Services & Supplies costs.
23 | 0 | 3 | 10 | 00 | 00 | 00 | 0 | Small Tools & Consumables | 233-10-0000-00-0 | DL | YES | NO | Consumable | 2010 | DIRECT SUPPORT | Active | Concrete Field Staff | Concrete General Field Labor Support |  |  |  |  | 5400 | Concrete | 233100000000 | Summary of Small Tools & Consumables costs.
23 | 0 | 3 | 10 | 20 | 00 | 00 | O | Other Supplies | 233-10-2000-00-O | TL | YES | NO | Consumable | 2010 | DIRECT SUPPORT | Active | Concrete Field Staff | Concrete General Field Labor Support |  |  |  |  | 5400 | Concrete | 23310200000O | Summary of Other Supplies costs.
23 | 0 | 3 | 10 | 20 | 10 | 00 | O | Formwork | 233-10-2010-00-O | SF | YES | NO | Consumable | 2010 | DIRECT SUPPORT | Active | Concrete Field Staff | Concrete General Field Labor Support |  |  |  |  | 5400 | Concrete | 23310201000O | Field labor support cost for Formwork.
23 | 0 | 4 | 00 | 00 | 00 | 00 | 0 | Concrete Equipment | 234-00-0000-00-0 | DL | YES | NO |  | 2010 | DIRECT SUPPORT | Active | Concrete Equipment | Summary |  |  |  |  | 5300 | Concrete | 234000000000 | Top-level summary of all Concrete Equipment costs.
23 | 0 | 4 | 10 | 00 | 00 | 00 | E | Concrete Haskell Owned Equipment | 234-10-0000-00-E | HR | NO | NO |  | 2010 | DIRECT SUPPORT | Active | Concrete Equipment | Concrete Haskell Owned Equipment | 05260000000L |  |  |  | 5300 | Concrete | 23410000000E | Equipment cost for Concrete Haskell Owned Equipment.
23 | 0 | 4 | 20 | 00 | 00 | 00 | E | Concrete Third Party Rental Equipment | 234-20-0000-00-E | HR | YES | NO |  | 2010 | DIRECT SUPPORT | Active | Concrete Equipment | Concrete Third Party Rental Equipment | 05265000000L |  |  |  | 5500 | Concrete | 23420000000E | Equipment cost for Concrete Third Party Rental Equipment.
23 | 0 | 4 | 30 | 00 | 00 | 00 | S | Concrete Pumping | 234-30-0000-00-S | LT | YES | NO |  | 2010 | DIRECT SUBCONTRACT | Active | Concrete Subcontracts | Sub: Concrete Pumping |  |  |  |  | 5200 | Concrete | 23430000000S | Cost of subcontracted Concrete Pumping work.
23 | 0 | 4 | 50 | 00 | 00 | 00 | 0 | Concrete Maintenance Lubricants & Oil | 234-50-0000-00-0 | LT | NO | NO |  | 2010 | DIRECT SUPPORT | Active | Concrete Equipment | Concrete Maintenance Lubricants & Oil | 05270000000L |  |  |  | 5000 | Concrete | 234500000000 | Cost of Concrete Maintenance Lubricants & Oil.
23 | 0 | 9 | 00 | 00 | 00 | 00 | 0 | Concrete Testing & Services | 239-00-0000-00-0 | LT | YES | NO |  | 2010 | DIRECT LABOR | Active | Concrete Testing & Services | Summary | 608000000000 |  |  |  | 5000 | Concrete | 239000000000 | Top-level summary of all Concrete Testing & Services costs.
23 | 0 | 9 | 35 | 00 | 00 | 00 | S | Concrete Drilling & Coring | 239-35-0000-00-S | LT | YES | NO |  | 2010 | DIRECT LABOR | Active | Concrete Testing & Services | Concrete Drilling & Coring |  |  |  |  | 5200 | Concrete | 23935000000S | Cost of subcontracted Concrete Drilling & Coring work.
23 | 0 | 9 | 90 | 00 | 00 | 00 | S | Concrete Testing | 239-90-0000-00-S | LT | YES | NO |  | 2010 | DIRECT SUBCONTRACT | Active | Concrete Subcontracts | Sub: Concrete Testing |  |  |  |  | 5200 | Concrete | 23990000000S | Cost of subcontracted Concrete Testing work.
24 | 0 | 0 | 00 | 00 | 00 | 00 | 0 | Cast in Place Concrete | 240-00-0000-00-0 | CY | YES | NO |  | 2010 | DIRECT LABOR | Active | Cast in Place Concrete Labor | Summary |  |  |  |  | 5000 | Concrete | 240000000000 | Top-level summary of all Cast in Place Concrete Labor costs.
24 | 0 | 0 | 05 | 00 | 00 | 00 | 0 | Foundations - General | 240-05-0000-00-0 | SF | YES | NO |  | 2010 | DIRECT LABOR | Active | Cast in Place Concrete Labor | Foundations - General |  |  |  |  | 500 | Concrete | 240050000000 | Summary of Foundations - General labor costs.
24 | 0 | 0 | 05 | 10 | 00 | 00 | 0 | Foundations - General - Formwork | 240-05-1000-00-0 | SF | NO | NO |  | 2010 | DIRECT LABOR | Active | Cast in Place Concrete Labor | Foundations - General |  |  |  |  | 500 | Concrete | 240051000000 | Summary of Foundations - General - Formwork labor costs.
24 | 0 | 0 | 05 | 10 | 05 | 00 | L | Foundations - General - Formwork - Fab Forms | 240-05-1005-00-L | SF | NO | NO |  | 2010 | DIRECT LABOR | Active | Cast in Place Concrete Labor | Foundations - General |  |  |  |  | 5000 | Concrete | 24005100500L | Direct field labor for Foundations - General - Formwork - Fab Forms.
24 | 0 | 0 | 05 | 10 | 10 | 00 | L | Foundations - General - Formwork - Fab Embed Supports | 240-05-1010-00-L | SF | NO | NO |  | 2010 | DIRECT LABOR | Active | Cast in Place Concrete Labor | Foundations - General |  |  |  |  | 5000 | Concrete | 24005101000L | Direct field labor for Foundations - General - Formwork - Fab Embed Supports.
24 | 0 | 0 | 05 | 10 | 15 | 00 | L | Foundations - General - Formwork - Attach Form Liner | 240-05-1015-00-L | SF | NO | NO |  | 2010 | DIRECT LABOR | Active | Cast in Place Concrete Labor | Foundations - General |  |  |  |  | 5000 | Concrete | 24005101500L | Direct field labor for Foundations - General - Formwork - Attach Form Liner.
24 | 0 | 0 | 05 | 10 | 20 | 00 | L | Foundations - General - Formwork - Set Form | 240-05-1020-00-L | SF | NO | NO |  | 2010 | DIRECT LABOR | Active | Cast in Place Concrete Labor | Foundations - General |  |  |  |  | 5000 | Concrete | 24005102000L | Direct field labor for Foundations - General - Formwork - Set Form.
24 | 0 | 0 | 05 | 10 | 25 | 00 | L | Foundations - General - Formwork - Penetrations | 240-05-1025-00-L | SF | NO | NO |  | 2010 | DIRECT LABOR | Active | Cast in Place Concrete Labor | Foundations - General |  |  |  |  | 5000 | Concrete | 24005102500L | Direct field labor for Foundations - General - Formwork - Penetrations.
24 | 0 | 0 | 05 | 10 | 30 | 00 | L | Foundations - General - Formwork - Strip Formwork | 240-05-1030-00-L | SF | NO | NO |  | 2010 | DIRECT LABOR | Active | Cast in Place Concrete Labor | Foundations - General |  |  |  |  | 5000 | Concrete | 24005103000L | Direct field labor for Foundations - General - Formwork - Strip Formwork.
24 | 0 | 0 | 05 | 20 | 00 | 00 | L | Foundations - General - Re-inforcement | 240-05-2000-00-L | TN | NO | NO |  | 2010 | DIRECT LABOR | Active | Cast in Place Concrete Labor | Foundations - General |  |  |  |  | 5000 | Concrete | 24005200000L | Summary of Foundations - General - Re-inforcement labor costs.
24 | 0 | 0 | 05 | 20 | 05 | 00 | L | Foundations - General - Re-inforcement - Install Rebar | 240-05-2005-00-L | TN | NO | NO |  | 2010 | DIRECT LABOR | Active | Cast in Place Concrete Labor | Foundations - General |  |  |  |  | 5000 | Concrete | 24005200500L | Direct field labor for Foundations - General - Re-inforcement - Install Rebar.
24 | 0 | 0 | 05 | 20 | 10 | 00 | L | Foundations - General - Re-inforcement - Drill/Epoxy Dowels | 240-05-2010-00-L | EA | NO | NO |  | 2010 | DIRECT LABOR | Active | Cast in Place Concrete Labor | Foundations - General |  |  |  |  | 5000 | Concrete | 24005201000L | Direct field labor for Foundations - General - Re-inforcement - Drill/Epoxy Dowels.
24 | 0 | 0 | 05 | 30 | 00 | 00 | L | Foundations - General - Embeds / Anchor Bolts | 240-05-3000-00-L | EA | NO | NO |  | 2010 | DIRECT LABOR | Active | Cast in Place Concrete Labor | Foundations - General |  |  |  |  | 5000 | Concrete | 24005300000L | Summary of Foundations - General - Embeds / Anchor Bolts labor costs.
24 | 0 | 0 | 05 | 30 | 05 | 00 | L | Foundations - General - Embeds / Anchor Bolts - Set Embed Supports | 240-05-3005-00-L | EA | NO | NO |  | 2010 | DIRECT LABOR | Active | Cast in Place Concrete Labor | Foundations - General |  |  |  |  | 5000 | Concrete | 24005300500L | Direct field labor for Foundations - General - Embeds / Anchor Bolts - Set Embed Supports.
24 | 0 | 0 | 05 | 30 | 10 | 00 | L | Foundations - General - Embeds / Anchor Bolts - Set Embeds | 240-05-3010-00-L | EA | NO | NO |  | 2010 | DIRECT LABOR | Active | Cast in Place Concrete Labor | Foundations - General |  |  |  |  | 5000 | Concrete | 24005301000L | Direct field labor for Foundations - General - Embeds / Anchor Bolts - Set Embeds.
24 | 0 | 0 | 05 | 30 | 15 | 00 | L | Foundations - General - Embeds / Anchor Bolts - CIP Anchor Bolts | 240-05-3015-00-L | EA | NO | NO |  | 2010 | DIRECT LABOR | Active | Cast in Place Concrete Labor | Foundations - General |  |  |  |  | 5000 | Concrete | 24005301500L | Direct field labor for Foundations - General - Embeds / Anchor Bolts - CIP Anchor Bolts.
24 | 0 | 0 | 05 | 30 | 20 | 00 | L | Foundations - General - Embeds / Anchor Bolts - Build Anchor Bolt Template | 240-05-3020-00-L | EA | NO | NO |  | 2010 | DIRECT LABOR | Active | Cast in Place Concrete Labor | Foundations - General |  |  |  |  | 5000 | Concrete | 24005302000L | Direct field labor for Foundations - General - Embeds / Anchor Bolts - Build Anchor Bolt Template.
24 | 0 | 0 | 05 | 30 | 30 | 00 | L | Foundations - General - Embeds / Anchor Bolts - Post Installed Anchor Bolts | 240-05-3030-00-L | EA | NO | NO |  | 2010 | DIRECT LABOR | Active | Cast in Place Concrete Labor | Foundations - General |  |  |  |  | 5000 | Concrete | 24005303000L | Direct field labor for Foundations - General - Embeds / Anchor Bolts - Post Installed Anchor Bolts.
24 | 0 | 0 | 05 | 40 | 00 | 00 | L | Foundations - General - Place Concrete | 240-05-4000-00-L | CY | NO | NO |  | 2010 | DIRECT LABOR | Active | Cast in Place Concrete Labor | Foundations - General |  |  |  |  | 5000 | Concrete | 24005400000L | Direct field labor for Foundations - General - Place Concrete.
24 | 0 | 0 | 05 | 45 | 00 | 00 | L | Foundations - General - Keyways | 240-05-4500-00-L | LF | NO | NO |  | 2010 | DIRECT LABOR | Active | Cast in Place Concrete Labor | Foundations - General |  |  |  |  | 5000 | Concrete | 24005450000L | Direct field labor for Foundations - General - Keyways. | FNDS & WALLS
24 | 0 | 0 | 05 | 48 | 00 | 00 | L | Foundations - General - Waterstop | 240-05-4800-00-L | LF | NO | NO |  | 2010 | DIRECT LABOR | Active | Cast in Place Concrete Labor | Foundations - General |  |  |  |  | 5000 | Concrete | 24005480000L | Direct field labor for Foundations - General - Waterstop. | FNDS & WALLS
24 | 0 | 0 | 12 | 00 | 00 | 00 | L | Underground Duct | 240-12-0000-00-L | SF | YES | NO |  | 2010 | DIRECT LABOR | Active | Cast in Place Concrete Labor | Underground Duct |  |  |  |  | 5000 | Concrete | 24012000000L | Summary of Underground Duct labor costs.
24 | 0 | 0 | 12 | 10 | 00 | 00 | L | Underground Duct - Formwork | 240-12-1000-00-L | SF | NO | NO |  | 2010 | DIRECT LABOR | Active | Cast in Place Concrete Labor | Underground Duct |  |  |  |  | 5000 | Concrete | 24012100000L | Summary of Underground Duct - Formwork labor costs.
24 | 0 | 0 | 12 | 10 | 05 | 00 | L | Underground Duct - Formwork - Fab Forms | 240-12-1005-00-L | SF | NO | NO |  | 2010 | DIRECT LABOR | Active | Cast in Place Concrete Labor | Underground Duct |  |  |  |  | 5000 | Concrete | 24012100500L | Direct field labor for Underground Duct - Formwork - Fab Forms.
24 | 0 | 0 | 12 | 10 | 10 | 00 | L | Underground Duct - Formwork - Fab Embed Supports | 240-12-1010-00-L | SF | NO | NO |  | 2010 | DIRECT LABOR | Active | Cast in Place Concrete Labor | Underground Duct |  |  |  |  | 5000 | Concrete | 24012101000L | Direct field labor for Underground Duct - Formwork - Fab Embed Supports.
24 | 0 | 0 | 12 | 10 | 15 | 00 | L | Underground Duct - Formwork - Attach Form Liner | 240-12-1015-00-L | SF | NO | NO |  | 2010 | DIRECT LABOR | Active | Cast in Place Concrete Labor | Underground Duct |  |  |  |  | 5000 | Concrete | 24012101500L | Direct field labor for Underground Duct - Formwork - Attach Form Liner.
24 | 0 | 0 | 12 | 10 | 20 | 00 | L | Underground Duct - Formwork - Set Form | 240-12-1020-00-L | SF | NO | NO |  | 2010 | DIRECT LABOR | Active | Cast in Place Concrete Labor | Underground Duct |  |  |  |  | 5000 | Concrete | 24012102000L | Direct field labor for Underground Duct - Formwork - Set Form.
24 | 0 | 0 | 12 | 10 | 25 | 00 | L | Underground Duct - Formwork - Penetrations | 240-12-1025-00-L | SF | NO | NO |  | 2010 | DIRECT LABOR | Active | Cast in Place Concrete Labor | Underground Duct |  |  |  |  | 5000 | Concrete | 24012102500L | Direct field labor for Underground Duct - Formwork - Penetrations.
24 | 0 | 0 | 12 | 10 | 30 | 00 | L | Underground Duct - Formwork - Strip Formwork | 240-12-1030-00-L | SF | NO | NO |  | 2010 | DIRECT LABOR | Active | Cast in Place Concrete Labor | Underground Duct |  |  |  |  | 5000 | Concrete | 24012103000L | Direct field labor for Underground Duct - Formwork - Strip Formwork.
24 | 0 | 0 | 12 | 20 | 00 | 00 | L | Underground Duct - Re-inforcement | 240-12-2000-00-L | TN | NO | NO |  | 2010 | DIRECT LABOR | Active | Cast in Place Concrete Labor | Underground Duct |  |  |  |  | 5000 | Concrete | 24012200000L | Summary of Underground Duct - Re-inforcement labor costs.
24 | 0 | 0 | 12 | 20 | 05 | 00 | L | Underground Duct - Re-inforcement - Install Rebar | 240-12-2005-00-L | TN | NO | NO |  | 2010 | DIRECT LABOR | Active | Cast in Place Concrete Labor | Underground Duct |  |  |  |  | 5000 | Concrete | 24012200500L | Direct field labor for Underground Duct - Re-inforcement - Install Rebar.
24 | 0 | 0 | 12 | 20 | 10 | 00 | L | Underground Duct - Re-inforcement - Drill/Epoxy Dowels | 240-12-2010-00-L | EA | NO | NO |  | 2010 | DIRECT LABOR | Active | Cast in Place Concrete Labor | Underground Duct |  |  |  |  | 5000 | Concrete | 24012201000L | Direct field labor for Underground Duct - Re-inforcement - Drill/Epoxy Dowels.
24 | 0 | 0 | 12 | 30 | 00 | 00 | L | Underground Duct - Embeds / Anchor Bolts | 240-12-3000-00-L | EA | NO | NO |  | 2010 | DIRECT LABOR | Active | Cast in Place Concrete Labor | Underground Duct |  |  |  |  | 5000 | Concrete | 24012300000L | Summary of Underground Duct - Embeds / Anchor Bolts labor costs.
24 | 0 | 0 | 12 | 30 | 05 | 00 | L | Underground Duct - Embeds / Anchor Bolts - Set Embed Supports | 240-12-3005-00-L | EA | NO | NO |  | 2010 | DIRECT LABOR | Active | Cast in Place Concrete Labor | Underground Duct |  |  |  |  | 5000 | Concrete | 24012300500L | Direct field labor for Underground Duct - Embeds / Anchor Bolts - Set Embed Supports.
24 | 0 | 0 | 12 | 30 | 10 | 00 | L | Underground Duct - Embeds / Anchor Bolts - Set Embeds | 240-12-3010-00-L | EA | NO | NO |  | 2010 | DIRECT LABOR | Active | Cast in Place Concrete Labor | Underground Duct |  |  |  |  | 5000 | Concrete | 24012301000L | Direct field labor for Underground Duct - Embeds / Anchor Bolts - Set Embeds.
24 | 0 | 0 | 12 | 30 | 15 | 00 | L | Underground Duct - Embeds / Anchor Bolts - CIP Anchor Bolts | 240-12-3015-00-L | EA | NO | NO |  | 2010 | DIRECT LABOR | Active | Cast in Place Concrete Labor | Underground Duct |  |  |  |  | 5000 | Concrete | 24012301500L | Direct field labor for Underground Duct - Embeds / Anchor Bolts - CIP Anchor Bolts.
24 | 0 | 0 | 12 | 30 | 20 | 00 | L | Underground Duct - Embeds / Anchor Bolts - Build Anchor Bolt Template | 240-12-3020-00-L | EA | NO | NO |  | 2010 | DIRECT LABOR | Active | Cast in Place Concrete Labor | Underground Duct |  |  |  |  | 5000 | Concrete | 24012302000L | Direct field labor for Underground Duct - Embeds / Anchor Bolts - Build Anchor Bolt Template.
24 | 0 | 0 | 12 | 30 | 30 | 00 | L | Underground Duct - Embeds / Anchor Bolts - Post Installed Anchor Bolts | 240-12-3030-00-L | EA | NO | NO |  | 2010 | DIRECT LABOR | Active | Cast in Place Concrete Labor | Underground Duct |  |  |  |  | 5000 | Concrete | 24012303000L | Direct field labor for Underground Duct - Embeds / Anchor Bolts - Post Installed Anchor Bolts.
24 | 0 | 0 | 12 | 40 | 00 | 00 | L | Underground Duct - Place Concrete | 240-12-4000-00-L | CY | NO | NO |  | 2010 | DIRECT LABOR | Active | Cast in Place Concrete Labor | Underground Duct |  |  |  |  | 5000 | Concrete | 24012400000L | Direct field labor for Underground Duct - Place Concrete.
24 | 0 | 0 | 12 | 45 | 00 | 00 | L | Underground Duct - Keyways | 240-12-4500-00-L | LF | NO | NO |  | 2010 | DIRECT LABOR | Active | Cast in Place Concrete Labor | Underground Duct |  |  |  |  | 5000 | Concrete | 24012450000L | Direct field labor for Underground Duct - Keyways. | FNDS & WALLS
24 | 0 | 0 | 12 | 48 | 00 | 00 | L | Underground Duct - Waterstop | 240-12-4800-00-L | LF | NO | NO |  | 2010 | DIRECT LABOR | Active | Cast in Place Concrete Labor | Underground Duct |  |  |  |  | 5000 | Concrete | 24012480000L | Direct field labor for Underground Duct - Waterstop. | FNDS & WALLS
24 | 0 | 0 | 14 | 00 | 00 | 00 | L | Concrete Trench | 240-14-0000-00-L | SF | YES | NO |  | 2010 | DIRECT LABOR | Active | Cast in Place Concrete Labor | Concrete Trench |  |  |  |  | 5000 | Concrete | 24014000000L | Summary of Concrete Trench labor costs.
24 | 0 | 0 | 14 | 10 | 00 | 00 | L | Concrete Trench - Formwork | 240-14-1000-00-L | SF | NO | NO |  | 2010 | DIRECT LABOR | Active | Cast in Place Concrete Labor | Concrete Trench |  |  |  |  | 5000 | Concrete | 24014100000L | Summary of Concrete Trench - Formwork labor costs.
24 | 0 | 0 | 14 | 10 | 05 | 00 | L | Concrete Trench - Formwork - Fab Forms | 240-14-1005-00-L | SF | NO | NO |  | 2010 | DIRECT LABOR | Active | Cast in Place Concrete Labor | Concrete Trench |  |  |  |  | 5000 | Concrete | 24014100500L | Direct field labor for Concrete Trench - Formwork - Fab Forms.
24 | 0 | 0 | 14 | 10 | 10 | 00 | L | Concrete Trench - Formwork - Fab Embed Supports | 240-14-1010-00-L | SF | NO | NO |  | 2010 | DIRECT LABOR | Active | Cast in Place Concrete Labor | Concrete Trench |  |  |  |  | 5000 | Concrete | 24014101000L | Direct field labor for Concrete Trench - Formwork - Fab Embed Supports.
24 | 0 | 0 | 14 | 10 | 15 | 00 | L | Concrete Trench - Formwork - Attach Form Liner | 240-14-1015-00-L | SF | NO | NO |  | 2010 | DIRECT LABOR | Active | Cast in Place Concrete Labor | Concrete Trench |  |  |  |  | 5000 | Concrete | 24014101500L | Direct field labor for Concrete Trench - Formwork - Attach Form Liner.
24 | 0 | 0 | 14 | 10 | 20 | 00 | L | Concrete Trench - Formwork - Set Form | 240-14-1020-00-L | SF | NO | NO |  | 2010 | DIRECT LABOR | Active | Cast in Place Concrete Labor | Concrete Trench |  |  |  |  | 5000 | Concrete | 24014102000L | Direct field labor for Concrete Trench - Formwork - Set Form.
24 | 0 | 0 | 14 | 10 | 25 | 00 | L | Concrete Trench - Formwork - Penetrations | 240-14-1025-00-L | SF | NO | NO |  | 2010 | DIRECT LABOR | Active | Cast in Place Concrete Labor | Concrete Trench |  |  |  |  | 5000 | Concrete | 24014102500L | Direct field labor for Concrete Trench - Formwork - Penetrations.
24 | 0 | 0 | 14 | 10 | 30 | 00 | L | Concrete Trench - Formwork - Strip Formwork | 240-14-1030-00-L | SF | NO | NO |  | 2010 | DIRECT LABOR | Active | Cast in Place Concrete Labor | Concrete Trench |  |  |  |  | 5000 | Concrete | 24014103000L | Direct field labor for Concrete Trench - Formwork - Strip Formwork.
24 | 0 | 0 | 14 | 20 | 00 | 00 | L | Concrete Trench - Re-inforcement | 240-14-2000-00-L | TN | NO | NO |  | 2010 | DIRECT LABOR | Active | Cast in Place Concrete Labor | Concrete Trench |  |  |  |  | 5000 | Concrete | 24014200000L | Summary of Concrete Trench - Re-inforcement labor costs.
24 | 0 | 0 | 14 | 20 | 05 | 00 | L | Concrete Trench - Re-inforcement - Install Rebar | 240-14-2005-00-L | TN | NO | NO |  | 2010 | DIRECT LABOR | Active | Cast in Place Concrete Labor | Concrete Trench |  |  |  |  | 5000 | Concrete | 24014200500L | Direct field labor for Concrete Trench - Re-inforcement - Install Rebar.
24 | 0 | 0 | 14 | 20 | 10 | 00 | L | Concrete Trench - Re-inforcement - Drill/Epoxy Dowels | 240-14-2010-00-L | EA | NO | NO |  | 2010 | DIRECT LABOR | Active | Cast in Place Concrete Labor | Concrete Trench |  |  |  |  | 5000 | Concrete | 24014201000L | Direct field labor for Concrete Trench - Re-inforcement - Drill/Epoxy Dowels.
24 | 0 | 0 | 14 | 30 | 00 | 00 | L | Concrete Trench - Embeds / Anchor Bolts | 240-14-3000-00-L | EA | NO | NO |  | 2010 | DIRECT LABOR | Active | Cast in Place Concrete Labor | Concrete Trench |  |  |  |  | 5000 | Concrete | 24014300000L | Summary of Concrete Trench - Embeds / Anchor Bolts labor costs.
24 | 0 | 0 | 14 | 30 | 05 | 00 | L | Concrete Trench - Embeds / Anchor Bolts - Set Embed Supports | 240-14-3005-00-L | EA | NO | NO |  | 2010 | DIRECT LABOR | Active | Cast in Place Concrete Labor | Concrete Trench |  |  |  |  | 5000 | Concrete | 24014300500L | Direct field labor for Concrete Trench - Embeds / Anchor Bolts - Set Embed Supports.
24 | 0 | 0 | 14 | 30 | 10 | 00 | L | Concrete Trench - Embeds / Anchor Bolts - Set Embeds | 240-14-3010-00-L | EA | NO | NO |  | 2010 | DIRECT LABOR | Active | Cast in Place Concrete Labor | Concrete Trench |  |  |  |  | 5000 | Concrete | 24014301000L | Direct field labor for Concrete Trench - Embeds / Anchor Bolts - Set Embeds.
24 | 0 | 0 | 14 | 30 | 15 | 00 | L | Concrete Trench - Embeds / Anchor Bolts - CIP Anchor Bolts | 240-14-3015-00-L | EA | NO | NO |  | 2010 | DIRECT LABOR | Active | Cast in Place Concrete Labor | Concrete Trench |  |  |  |  | 5000 | Concrete | 24014301500L | Direct field labor for Concrete Trench - Embeds / Anchor Bolts - CIP Anchor Bolts.
24 | 0 | 0 | 14 | 30 | 20 | 00 | L | Concrete Trench - Embeds / Anchor Bolts - Build Anchor Bolt Template | 240-14-3020-00-L | EA | NO | NO |  | 2010 | DIRECT LABOR | Active | Cast in Place Concrete Labor | Concrete Trench |  |  |  |  | 5000 | Concrete | 24014302000L | Direct field labor for Concrete Trench - Embeds / Anchor Bolts - Build Anchor Bolt Template.
24 | 0 | 0 | 14 | 30 | 30 | 00 | L | Concrete Trench - Embeds / Anchor Bolts - Post Installed Anchor Bolts | 240-14-3030-00-L | EA | NO | NO |  | 2010 | DIRECT LABOR | Active | Cast in Place Concrete Labor | Concrete Trench |  |  |  |  | 5000 | Concrete | 24014303000L | Direct field labor for Concrete Trench - Embeds / Anchor Bolts - Post Installed Anchor Bolts.
24 | 0 | 0 | 14 | 40 | 00 | 00 | L | Concrete Trench - Place Concrete | 240-14-4000-00-L | CY | NO | NO |  | 2010 | DIRECT LABOR | Active | Cast in Place Concrete Labor | Concrete Trench |  |  |  |  | 5000 | Concrete | 24014400000L | Direct field labor for Concrete Trench - Place Concrete.
24 | 0 | 0 | 16 | 00 | 00 | 00 | L | Grade Beam | 240-16-0000-00-L | CY | YES | NO |  | 2010 | DIRECT LABOR | Active | Cast in Place Concrete Labor | Grade Beam |  |  |  |  | 5000 | Concrete | 24016000000L | Summary of Grade Beam labor costs.
24 | 0 | 0 | 16 | 10 | 00 | 00 | L | Grade Beam - Formwork | 240-16-1000-00-L | CY | NO | NO |  | 2010 | DIRECT LABOR | Active | Cast in Place Concrete Labor | Grade Beam |  |  |  |  | 5000 | Concrete | 24016100000L | Summary of Grade Beam - Formwork labor costs.
24 | 0 | 0 | 16 | 10 | 05 | 00 | L | Grade Beam - Formwork - Fab Forms | 240-16-1005-00-L | CY | NO | NO |  | 2010 | DIRECT LABOR | Active | Cast in Place Concrete Labor | Grade Beam |  |  |  |  | 5000 | Concrete | 24016100500L | Direct field labor for Grade Beam - Formwork - Fab Forms.
24 | 0 | 0 | 16 | 10 | 10 | 00 | L | Grade Beam - Formwork - Fab Embed Supports | 240-16-1010-00-L | CY | NO | NO |  | 2010 | DIRECT LABOR | Active | Cast in Place Concrete Labor | Grade Beam |  |  |  |  | 5000 | Concrete | 24016101000L | Direct field labor for Grade Beam - Formwork - Fab Embed Supports.
24 | 0 | 0 | 16 | 10 | 15 | 00 | L | Grade Beam - Formwork - Attach Form Liner | 240-16-1015-00-L | CY | NO | NO |  | 2010 | DIRECT LABOR | Active | Cast in Place Concrete Labor | Grade Beam |  |  |  |  | 5000 | Concrete | 24016101500L | Direct field labor for Grade Beam - Formwork - Attach Form Liner.
24 | 0 | 0 | 16 | 10 | 20 | 00 | L | Grade Beam - Formwork - Set Form | 240-16-1020-00-L | CY | NO | NO |  | 2010 | DIRECT LABOR | Active | Cast in Place Concrete Labor | Grade Beam |  |  |  |  | 5000 | Concrete | 24016102000L | Direct field labor for Grade Beam - Formwork - Set Form.
24 | 0 | 0 | 16 | 10 | 25 | 00 | L | Grade Beam - Formwork - Penetrations | 240-16-1025-00-L | CY | NO | NO |  | 2010 | DIRECT LABOR | Active | Cast in Place Concrete Labor | Grade Beam |  |  |  |  | 5000 | Concrete | 24016102500L | Direct field labor for Grade Beam - Formwork - Penetrations.
24 | 0 | 0 | 16 | 10 | 30 | 00 | L | Grade Beam - Formwork - Strip Formwork | 240-16-1030-00-L | CY | NO | NO |  | 2010 | DIRECT LABOR | Active | Cast in Place Concrete Labor | Grade Beam |  |  |  |  | 5000 | Concrete | 24016103000L | Direct field labor for Grade Beam - Formwork - Strip Formwork.
24 | 0 | 0 | 16 | 20 | 00 | 00 | L | Grade Beam - Re-inforcement | 240-16-2000-00-L | CY | NO | NO |  | 2010 | DIRECT LABOR | Active | Cast in Place Concrete Labor | Grade Beam |  |  |  |  | 5000 | Concrete | 24016200000L | Summary of Grade Beam - Re-inforcement labor costs.
24 | 0 | 0 | 16 | 20 | 05 | 00 | L | Grade Beam - Re-inforcement - Install Rebar | 240-16-2005-00-L | CY | NO | NO |  | 2010 | DIRECT LABOR | Active | Cast in Place Concrete Labor | Grade Beam |  |  |  |  | 5000 | Concrete | 24016200500L | Direct field labor for Grade Beam - Re-inforcement - Install Rebar.
24 | 0 | 0 | 16 | 20 | 10 | 00 | L | Grade Beam - Re-inforcement - Drill/Epoxy Dowels | 240-16-2010-00-L | CY | NO | NO |  | 2010 | DIRECT LABOR | Active | Cast in Place Concrete Labor | Grade Beam |  |  |  |  | 5000 | Concrete | 24016201000L | Direct field labor for Grade Beam - Re-inforcement - Drill/Epoxy Dowels.
24 | 0 | 0 | 16 | 30 | 00 | 00 | L | Grade Beam - Embeds / Anchor Bolts | 240-16-3000-00-L | CY | NO | NO |  | 2010 | DIRECT LABOR | Active | Cast in Place Concrete Labor | Grade Beam |  |  |  |  | 5000 | Concrete | 24016300000L | Summary of Grade Beam - Embeds / Anchor Bolts labor costs.
24 | 0 | 0 | 16 | 30 | 05 | 00 | L | Grade Beam - Embeds / Anchor Bolts - Set Embed Supports | 240-16-3005-00-L | CY | NO | NO |  | 2010 | DIRECT LABOR | Active | Cast in Place Concrete Labor | Grade Beam |  |  |  |  | 5000 | Concrete | 24016300500L | Direct field labor for Grade Beam - Embeds / Anchor Bolts - Set Embed Supports.
24 | 0 | 0 | 16 | 30 | 10 | 00 | L | Grade Beam - Embeds / Anchor Bolts - Set Embeds | 240-16-3010-00-L | CY | NO | NO |  | 2010 | DIRECT LABOR | Active | Cast in Place Concrete Labor | Grade Beam |  |  |  |  | 5000 | Concrete | 24016301000L | Direct field labor for Grade Beam - Embeds / Anchor Bolts - Set Embeds.
24 | 0 | 0 | 16 | 30 | 15 | 00 | L | Grade Beam - Embeds / Anchor Bolts - CIP Anchor Bolts | 240-16-3015-00-L | CY | NO | NO |  | 2010 | DIRECT LABOR | Active | Cast in Place Concrete Labor | Grade Beam |  |  |  |  | 5000 | Concrete | 24016301500L | Direct field labor for Grade Beam - Embeds / Anchor Bolts - CIP Anchor Bolts.
24 | 0 | 0 | 16 | 30 | 20 | 00 | L | Grade Beam - Embeds / Anchor Bolts - Build Anchor Bolt Template | 240-16-3020-00-L | CY | NO | NO |  | 2010 | DIRECT LABOR | Active | Cast in Place Concrete Labor | Grade Beam |  |  |  |  | 5000 | Concrete | 24016302000L | Direct field labor for Grade Beam - Embeds / Anchor Bolts - Build Anchor Bolt Template.
24 | 0 | 0 | 16 | 30 | 30 | 00 | L | Grade Beam - Embeds / Anchor Bolts - Post Installed Anchor Bolts | 240-16-3030-00-L | CY | NO | NO |  | 2010 | DIRECT LABOR | Active | Cast in Place Concrete Labor | Grade Beam |  |  |  |  | 5000 | Concrete | 24016303000L | Direct field labor for Grade Beam - Embeds / Anchor Bolts - Post Installed Anchor Bolts.
24 | 0 | 0 | 16 | 40 | 00 | 00 | L | Grade Beam - Place Concrete | 240-16-4000-00-L | CY | NO | NO |  | 2010 | DIRECT LABOR | Active | Cast in Place Concrete Labor | Grade Beam |  |  |  |  | 5000 | Concrete | 24016400000L | Direct field labor for Grade Beam - Place Concrete.
24 | 0 | 0 | 18 | 00 | 00 | 00 | L | Piers / Footings | 240-18-0000-00-L | CY | YES | NO |  | 2010 | DIRECT LABOR | Active | Cast in Place Concrete Labor | Piers / Footings |  |  |  |  | 5000 | Concrete | 24018000000L | Summary of Piers / Footings labor costs.
24 | 0 | 0 | 18 | 10 | 00 | 00 | L | Piers / Footings - Formwork | 240-18-1000-00-L | CY | NO | NO |  | 2010 | DIRECT LABOR | Active | Cast in Place Concrete Labor | Piers / Footings |  |  |  |  | 5000 | Concrete | 24018100000L | Summary of Piers / Footings - Formwork labor costs.
24 | 0 | 0 | 18 | 10 | 05 | 00 | L | Piers / Footings - Formwork - Fab Forms | 240-18-1005-00-L | CY | NO | NO |  | 2010 | DIRECT LABOR | Active | Cast in Place Concrete Labor | Piers / Footings |  |  |  |  | 5000 | Concrete | 24018100500L | Direct field labor for Piers / Footings - Formwork - Fab Forms.
24 | 0 | 0 | 18 | 10 | 10 | 00 | L | Piers / Footings - Formwork - Fab Embed Supports | 240-18-1010-00-L | CY | NO | NO |  | 2010 | DIRECT LABOR | Active | Cast in Place Concrete Labor | Piers / Footings |  |  |  |  | 5000 | Concrete | 24018101000L | Direct field labor for Piers / Footings - Formwork - Fab Embed Supports.
24 | 0 | 0 | 18 | 10 | 15 | 00 | L | Piers / Footings - Formwork - Attach Form Liner | 240-18-1015-00-L | CY | NO | NO |  | 2010 | DIRECT LABOR | Active | Cast in Place Concrete Labor | Piers / Footings |  |  |  |  | 5000 | Concrete | 24018101500L | Direct field labor for Piers / Footings - Formwork - Attach Form Liner.
24 | 0 | 0 | 18 | 10 | 20 | 00 | L | Piers / Footings - Formwork - Set Form | 240-18-1020-00-L | CY | NO | NO |  | 2010 | DIRECT LABOR | Active | Cast in Place Concrete Labor | Piers / Footings |  |  |  |  | 5000 | Concrete | 24018102000L | Direct field labor for Piers / Footings - Formwork - Set Form.
24 | 0 | 0 | 18 | 10 | 25 | 00 | L | Piers / Footings - Formwork - Penetrations | 240-18-1025-00-L | CY | NO | NO |  | 2010 | DIRECT LABOR | Active | Cast in Place Concrete Labor | Piers / Footings |  |  |  |  | 5000 | Concrete | 24018102500L | Direct field labor for Piers / Footings - Formwork - Penetrations.
24 | 0 | 0 | 18 | 10 | 30 | 00 | L | Piers / Footings - Formwork - Strip Formwork | 240-18-1030-00-L | CY | NO | NO |  | 2010 | DIRECT LABOR | Active | Cast in Place Concrete Labor | Piers / Footings |  |  |  |  | 5000 | Concrete | 24018103000L | Direct field labor for Piers / Footings - Formwork - Strip Formwork.
24 | 0 | 0 | 18 | 20 | 00 | 00 | L | Piers / Footings - Re-inforcement | 240-18-2000-00-L | CY | NO | NO |  | 2010 | DIRECT LABOR | Active | Cast in Place Concrete Labor | Piers / Footings |  |  |  |  | 5000 | Concrete | 24018200000L | Summary of Piers / Footings - Re-inforcement labor costs.
24 | 0 | 0 | 18 | 20 | 05 | 00 | L | Piers / Footings - Re-inforcement - Install Rebar | 240-18-2005-00-L | CY | NO | NO |  | 2010 | DIRECT LABOR | Active | Cast in Place Concrete Labor | Piers / Footings |  |  |  |  | 5000 | Concrete | 24018200500L | Direct field labor for Piers / Footings - Re-inforcement - Install Rebar.
24 | 0 | 0 | 18 | 20 | 10 | 00 | L | Piers / Footings - Re-inforcement - Drill/Epoxy Dowels | 240-18-2010-00-L | CY | NO | NO |  | 2010 | DIRECT LABOR | Active | Cast in Place Concrete Labor | Piers / Footings |  |  |  |  | 5000 | Concrete | 24018201000L | Direct field labor for Piers / Footings - Re-inforcement - Drill/Epoxy Dowels.
24 | 0 | 0 | 18 | 30 | 00 | 00 | L | Piers / Footings - Embeds / Anchor Bolts | 240-18-3000-00-L | CY | NO | NO |  | 2010 | DIRECT LABOR | Active | Cast in Place Concrete Labor | Piers / Footings |  |  |  |  | 5000 | Concrete | 24018300000L | Summary of Piers / Footings - Embeds / Anchor Bolts labor costs.
24 | 0 | 0 | 18 | 30 | 05 | 00 | L | Piers / Footings - Embeds / Anchor Bolts - Set Embed Supports | 240-18-3005-00-L | CY | NO | NO |  | 2010 | DIRECT LABOR | Active | Cast in Place Concrete Labor | Piers / Footings |  |  |  |  | 5000 | Concrete | 24018300500L | Direct field labor for Piers / Footings - Embeds / Anchor Bolts - Set Embed Supports.
24 | 0 | 0 | 18 | 30 | 10 | 00 | L | Piers / Footings - Embeds / Anchor Bolts - Set Embeds | 240-18-3010-00-L | CY | NO | NO |  | 2010 | DIRECT LABOR | Active | Cast in Place Concrete Labor | Piers / Footings |  |  |  |  | 5000 | Concrete | 24018301000L | Direct field labor for Piers / Footings - Embeds / Anchor Bolts - Set Embeds.
24 | 0 | 0 | 18 | 30 | 15 | 00 | L | Piers / Footings - Embeds / Anchor Bolts - CIP Anchor Bolts | 240-18-3015-00-L | CY | NO | NO |  | 2010 | DIRECT LABOR | Active | Cast in Place Concrete Labor | Piers / Footings |  |  |  |  | 5000 | Concrete | 24018301500L | Direct field labor for Piers / Footings - Embeds / Anchor Bolts - CIP Anchor Bolts.
24 | 0 | 0 | 18 | 30 | 20 | 00 | L | Piers / Footings - Embeds / Anchor Bolts - Build Anchor Bolt Template | 240-18-3020-00-L | CY | NO | NO |  | 2010 | DIRECT LABOR | Active | Cast in Place Concrete Labor | Piers / Footings |  |  |  |  | 5000 | Concrete | 24018302000L | Direct field labor for Piers / Footings - Embeds / Anchor Bolts - Build Anchor Bolt Template.
24 | 0 | 0 | 18 | 30 | 30 | 00 | L | Piers / Footings - Embeds / Anchor Bolts - Post Installed Anchor Bolts | 240-18-3030-00-L | CY | NO | NO |  | 2010 | DIRECT LABOR | Active | Cast in Place Concrete Labor | Piers / Footings |  |  |  |  | 5000 | Concrete | 24018303000L | Direct field labor for Piers / Footings - Embeds / Anchor Bolts - Post Installed Anchor Bolts.
24 | 0 | 0 | 18 | 40 | 00 | 00 | L | Piers / Footings - Place Concrete | 240-18-4000-00-L | CY | NO | NO |  | 2010 | DIRECT LABOR | Active | Cast in Place Concrete Labor | Piers / Footings |  |  |  |  | 5000 | Concrete | 24018400000L | Direct field labor for Piers / Footings - Place Concrete.
24 | 0 | 0 | 20 | 00 | 00 | 00 | L | Pads | 240-20-0000-00-L | CY | YES | NO |  | 2010 | DIRECT LABOR | Active | Cast in Place Concrete Labor | Pads |  |  |  |  | 5000 | Concrete | 24020000000L | Summary of Pads labor costs.
24 | 0 | 0 | 20 | 10 | 00 | 00 | L | Pads - Formwork | 240-20-1000-00-L | CY | NO | NO |  | 2010 | DIRECT LABOR | Active | Cast in Place Concrete Labor | Pads |  |  |  |  | 5000 | Concrete | 24020100000L | Summary of Pads - Formwork labor costs.
24 | 0 | 0 | 20 | 10 | 05 | 00 | L | Pads - Formwork - Fab Forms | 240-20-1005-00-L | CY | NO | NO |  | 2010 | DIRECT LABOR | Active | Cast in Place Concrete Labor | Pads |  |  |  |  | 5000 | Concrete | 24020100500L | Direct field labor for Pads - Formwork - Fab Forms.
24 | 0 | 0 | 20 | 10 | 10 | 00 | L | Pads - Formwork - Fab Embed Supports | 240-20-1010-00-L | CY | NO | NO |  | 2010 | DIRECT LABOR | Active | Cast in Place Concrete Labor | Pads |  |  |  |  | 5000 | Concrete | 24020101000L | Direct field labor for Pads - Formwork - Fab Embed Supports.
24 | 0 | 0 | 20 | 10 | 15 | 00 | L | Pads - Formwork - Attach Form Liner | 240-20-1015-00-L | CY | NO | NO |  | 2010 | DIRECT LABOR | Active | Cast in Place Concrete Labor | Pads |  |  |  |  | 5000 | Concrete | 24020101500L | Direct field labor for Pads - Formwork - Attach Form Liner.
24 | 0 | 0 | 20 | 10 | 20 | 00 | L | Pads - Formwork - Set Form | 240-20-1020-00-L | CY | NO | NO |  | 2010 | DIRECT LABOR | Active | Cast in Place Concrete Labor | Pads |  |  |  |  | 5000 | Concrete | 24020102000L | Direct field labor for Pads - Formwork - Set Form.
24 | 0 | 0 | 20 | 10 | 25 | 00 | L | Pads - Formwork - Penetrations | 240-20-1025-00-L | CY | NO | NO |  | 2010 | DIRECT LABOR | Active | Cast in Place Concrete Labor | Pads |  |  |  |  | 5000 | Concrete | 24020102500L | Direct field labor for Pads - Formwork - Penetrations.
24 | 0 | 0 | 20 | 10 | 30 | 00 | L | Pads - Formwork - Strip Formwork | 240-20-1030-00-L | CY | NO | NO |  | 2010 | DIRECT LABOR | Active | Cast in Place Concrete Labor | Pads |  |  |  |  | 5000 | Concrete | 24020103000L | Direct field labor for Pads - Formwork - Strip Formwork.
24 | 0 | 0 | 20 | 20 | 00 | 00 | L | Pads - Re-inforcement | 240-20-2000-00-L | CY | NO | NO |  | 2010 | DIRECT LABOR | Active | Cast in Place Concrete Labor | Pads |  |  |  |  | 5000 | Concrete | 24020200000L | Summary of Pads - Re-inforcement labor costs.
24 | 0 | 0 | 20 | 20 | 05 | 00 | L | Pads - Re-inforcement - Install Rebar | 240-20-2005-00-L | CY | NO | NO |  | 2010 | DIRECT LABOR | Active | Cast in Place Concrete Labor | Pads |  |  |  |  | 5000 | Concrete | 24020200500L | Direct field labor for Pads - Re-inforcement - Install Rebar.
24 | 0 | 0 | 20 | 20 | 10 | 00 | L | Pads - Re-inforcement - Drill/Epoxy Dowels | 240-20-2010-00-L | CY | NO | NO |  | 2010 | DIRECT LABOR | Active | Cast in Place Concrete Labor | Pads |  |  |  |  | 5000 | Concrete | 24020201000L | Direct field labor for Pads - Re-inforcement - Drill/Epoxy Dowels.
24 | 0 | 0 | 20 | 30 | 00 | 00 | L | Pads - Embeds / Anchor Bolts | 240-20-3000-00-L | CY | NO | NO |  | 2010 | DIRECT LABOR | Active | Cast in Place Concrete Labor | Pads |  |  |  |  | 5000 | Concrete | 24020300000L | Summary of Pads - Embeds / Anchor Bolts labor costs.
24 | 0 | 0 | 20 | 30 | 05 | 00 | L | Pads - Embeds / Anchor Bolts - Set Embed Supports | 240-20-3005-00-L | CY | NO | NO |  | 2010 | DIRECT LABOR | Active | Cast in Place Concrete Labor | Pads |  |  |  |  | 5000 | Concrete | 24020300500L | Direct field labor for Pads - Embeds / Anchor Bolts - Set Embed Supports.
24 | 0 | 0 | 20 | 30 | 10 | 00 | L | Pads - Embeds / Anchor Bolts - Set Embeds | 240-20-3010-00-L | CY | NO | NO |  | 2010 | DIRECT LABOR | Active | Cast in Place Concrete Labor | Pads |  |  |  |  | 5000 | Concrete | 24020301000L | Direct field labor for Pads - Embeds / Anchor Bolts - Set Embeds.
24 | 0 | 0 | 20 | 30 | 15 | 00 | L | Pads - Embeds / Anchor Bolts - CIP Anchor Bolts | 240-20-3015-00-L | CY | NO | NO |  | 2010 | DIRECT LABOR | Active | Cast in Place Concrete Labor | Pads |  |  |  |  | 5000 | Concrete | 24020301500L | Direct field labor for Pads - Embeds / Anchor Bolts - CIP Anchor Bolts.
24 | 0 | 0 | 20 | 30 | 20 | 00 | L | Pads - Embeds / Anchor Bolts - Build Anchor Bolt Template | 240-20-3020-00-L | CY | NO | NO |  | 2010 | DIRECT LABOR | Active | Cast in Place Concrete Labor | Pads |  |  |  |  | 5000 | Concrete | 24020302000L | Direct field labor for Pads - Embeds / Anchor Bolts - Build Anchor Bolt Template.
24 | 0 | 0 | 20 | 30 | 30 | 00 | L | Pads - Embeds / Anchor Bolts - Post Installed Anchor Bolts | 240-20-3030-00-L | CY | NO | NO |  | 2010 | DIRECT LABOR | Active | Cast in Place Concrete Labor | Pads |  |  |  |  | 5000 | Concrete | 24020303000L | Direct field labor for Pads - Embeds / Anchor Bolts - Post Installed Anchor Bolts.
24 | 0 | 0 | 20 | 40 | 00 | 00 | L | Pads - Place Concrete | 240-20-4000-00-L | CY | NO | NO |  | 2010 | DIRECT LABOR | Active | Cast in Place Concrete Labor | Pads |  |  |  |  | 5000 | Concrete | 24020400000L | Direct field labor for Pads - Place Concrete.
24 | 0 | 0 | 22 | 00 | 00 | 00 | L | Matt Foundation | 240-22-0000-00-L | CY | YES | NO |  | 2010 | DIRECT LABOR | Active | Cast in Place Concrete Labor | Matt Foundation |  |  |  |  | 5000 | Concrete | 24022000000L | Summary of Matt Foundation labor costs.
24 | 0 | 0 | 22 | 10 | 00 | 00 | L | Matt Foundation - Formwork | 240-22-1000-00-L | CY | NO | NO |  | 2010 | DIRECT LABOR | Active | Cast in Place Concrete Labor | Matt Foundation |  |  |  |  | 5000 | Concrete | 24022100000L | Summary of Matt Foundation - Formwork labor costs.
24 | 0 | 0 | 22 | 10 | 05 | 00 | L | Matt Foundation - Formwork - Fab Forms | 240-22-1005-00-L | CY | NO | NO |  | 2010 | DIRECT LABOR | Active | Cast in Place Concrete Labor | Matt Foundation |  |  |  |  | 5000 | Concrete | 24022100500L | Direct field labor for Matt Foundation - Formwork - Fab Forms.
24 | 0 | 0 | 22 | 10 | 10 | 00 | L | Matt Foundation - Formwork - Fab Embed Supports | 240-22-1010-00-L | CY | NO | NO |  | 2010 | DIRECT LABOR | Active | Cast in Place Concrete Labor | Matt Foundation |  |  |  |  | 5000 | Concrete | 24022101000L | Direct field labor for Matt Foundation - Formwork - Fab Embed Supports.
24 | 0 | 0 | 22 | 10 | 15 | 00 | L | Matt Foundation - Formwork - Attach Form Liner | 240-22-1015-00-L | CY | NO | NO |  | 2010 | DIRECT LABOR | Active | Cast in Place Concrete Labor | Matt Foundation |  |  |  |  | 5000 | Concrete | 24022101500L | Direct field labor for Matt Foundation - Formwork - Attach Form Liner.
24 | 0 | 0 | 22 | 10 | 20 | 00 | L | Matt Foundation - Formwork - Set Form | 240-22-1020-00-L | CY | NO | NO |  | 2010 | DIRECT LABOR | Active | Cast in Place Concrete Labor | Matt Foundation |  |  |  |  | 5000 | Concrete | 24022102000L | Direct field labor for Matt Foundation - Formwork - Set Form.
24 | 0 | 0 | 22 | 10 | 25 | 00 | L | Matt Foundation - Formwork - Penetrations | 240-22-1025-00-L | CY | NO | NO |  | 2010 | DIRECT LABOR | Active | Cast in Place Concrete Labor | Matt Foundation |  |  |  |  | 5000 | Concrete | 24022102500L | Direct field labor for Matt Foundation - Formwork - Penetrations.
24 | 0 | 0 | 22 | 10 | 30 | 00 | L | Matt Foundation - Formwork - Strip Formwork | 240-22-1030-00-L | CY | NO | NO |  | 2010 | DIRECT LABOR | Active | Cast in Place Concrete Labor | Matt Foundation |  |  |  |  | 5000 | Concrete | 24022103000L | Direct field labor for Matt Foundation - Formwork - Strip Formwork.
24 | 0 | 0 | 22 | 20 | 00 | 00 | L | Matt Foundation - Re-inforcement | 240-22-2000-00-L | CY | NO | NO |  | 2010 | DIRECT LABOR | Active | Cast in Place Concrete Labor | Matt Foundation |  |  |  |  | 5000 | Concrete | 24022200000L | Summary of Matt Foundation - Re-inforcement labor costs.
24 | 0 | 0 | 22 | 20 | 05 | 00 | L | Matt Foundation - Re-inforcement - Install Rebar | 240-22-2005-00-L | CY | NO | NO |  | 2010 | DIRECT LABOR | Active | Cast in Place Concrete Labor | Matt Foundation |  |  |  |  | 5000 | Concrete | 24022200500L | Direct field labor for Matt Foundation - Re-inforcement - Install Rebar.
24 | 0 | 0 | 22 | 20 | 10 | 00 | L | Matt Foundation - Re-inforcement - Drill/Epoxy Dowels | 240-22-2010-00-L | CY | NO | NO |  | 2010 | DIRECT LABOR | Active | Cast in Place Concrete Labor | Matt Foundation |  |  |  |  | 5000 | Concrete | 24022201000L | Direct field labor for Matt Foundation - Re-inforcement - Drill/Epoxy Dowels.
24 | 0 | 0 | 22 | 30 | 00 | 00 | L | Matt Foundation - Embeds / Anchor Bolts | 240-22-3000-00-L | CY | NO | NO |  | 2010 | DIRECT LABOR | Active | Cast in Place Concrete Labor | Matt Foundation |  |  |  |  | 5000 | Concrete | 24022300000L | Summary of Matt Foundation - Embeds / Anchor Bolts labor costs.
24 | 0 | 0 | 22 | 30 | 05 | 00 | L | Matt Foundation - Embeds / Anchor Bolts - Set Embed Supports | 240-22-3005-00-L | CY | NO | NO |  | 2010 | DIRECT LABOR | Active | Cast in Place Concrete Labor | Matt Foundation |  |  |  |  | 5000 | Concrete | 24022300500L | Direct field labor for Matt Foundation - Embeds / Anchor Bolts - Set Embed Supports.
24 | 0 | 0 | 22 | 30 | 10 | 00 | L | Matt Foundation - Embeds / Anchor Bolts - Set Embeds | 240-22-3010-00-L | CY | NO | NO |  | 2010 | DIRECT LABOR | Active | Cast in Place Concrete Labor | Matt Foundation |  |  |  |  | 5000 | Concrete | 24022301000L | Direct field labor for Matt Foundation - Embeds / Anchor Bolts - Set Embeds.
24 | 0 | 0 | 22 | 30 | 15 | 00 | L | Matt Foundation - Embeds / Anchor Bolts - CIP Anchor Bolts | 240-22-3015-00-L | CY | NO | NO |  | 2010 | DIRECT LABOR | Active | Cast in Place Concrete Labor | Matt Foundation |  |  |  |  | 5000 | Concrete | 24022301500L | Direct field labor for Matt Foundation - Embeds / Anchor Bolts - CIP Anchor Bolts.
24 | 0 | 0 | 22 | 30 | 20 | 00 | L | Matt Foundation - Embeds / Anchor Bolts - Build Anchor Bolt Template | 240-22-3020-00-L | CY | NO | NO |  | 2010 | DIRECT LABOR | Active | Cast in Place Concrete Labor | Matt Foundation |  |  |  |  | 5000 | Concrete | 24022302000L | Direct field labor for Matt Foundation - Embeds / Anchor Bolts - Build Anchor Bolt Template.
24 | 0 | 0 | 22 | 30 | 30 | 00 | L | Matt Foundation - Embeds / Anchor Bolts - Post Installed Anchor Bolts | 240-22-3030-00-L | CY | NO | NO |  | 2010 | DIRECT LABOR | Active | Cast in Place Concrete Labor | Matt Foundation |  |  |  |  | 5000 | Concrete | 24022303000L | Direct field labor for Matt Foundation - Embeds / Anchor Bolts - Post Installed Anchor Bolts.
24 | 0 | 0 | 22 | 40 | 00 | 00 | L | Matt Foundation - Place Concrete | 240-22-4000-00-L | CY | NO | NO |  | 2010 | DIRECT LABOR | Active | Cast in Place Concrete Labor | Matt Foundation |  |  |  |  | 5000 | Concrete | 24022400000L | Direct field labor for Matt Foundation - Place Concrete.
24 | 0 | 0 | 22 | 45 | 00 | 00 | L | Matt Foundation - Keyways | 240-22-4500-00-L | CY | NO | NO |  | 2010 | DIRECT LABOR | Active | Cast in Place Concrete Labor | Matt Foundation |  |  |  |  | 5000 | Concrete | 24022450000L | Direct field labor for Matt Foundation - Keyways. | FNDS & WALLS
24 | 0 | 0 | 22 | 48 | 00 | 00 | L | Matt Foundation - Waterstop | 240-22-4800-00-L | CY | NO | NO |  | 2010 | DIRECT LABOR | Active | Cast in Place Concrete Labor | Matt Foundation |  |  |  |  | 5000 | Concrete | 24022480000L | Direct field labor for Matt Foundation - Waterstop. | FNDS & WALLS
24 | 0 | 0 | 24 | 00 | 00 | 00 | L | Slab / Block Foundation | 240-24-0000-00-L | CY | YES | NO |  | 2010 | DIRECT LABOR | Active | Cast in Place Concrete Labor | Slab / Block Foundation |  |  |  |  | 5000 | Concrete | 24024000000L | Summary of Slab / Block Foundation labor costs.
24 | 0 | 0 | 24 | 10 | 00 | 00 | L | Slab / Block Foundation - Formwork | 240-24-1000-00-L | CY | NO | NO |  | 2010 | DIRECT LABOR | Active | Cast in Place Concrete Labor | Slab / Block Foundation |  |  |  |  | 5000 | Concrete | 24024100000L | Summary of Slab / Block Foundation - Formwork labor costs.
24 | 0 | 0 | 24 | 10 | 05 | 00 | L | Slab / Block Foundation - Formwork - Fab Forms | 240-24-1005-00-L | CY | NO | NO |  | 2010 | DIRECT LABOR | Active | Cast in Place Concrete Labor | Slab / Block Foundation |  |  |  |  | 5000 | Concrete | 24024100500L | Direct field labor for Slab / Block Foundation - Formwork - Fab Forms.
24 | 0 | 0 | 24 | 10 | 10 | 00 | L | Slab / Block Foundation - Formwork - Fab Embed Supports | 240-24-1010-00-L | CY | NO | NO |  | 2010 | DIRECT LABOR | Active | Cast in Place Concrete Labor | Slab / Block Foundation |  |  |  |  | 5000 | Concrete | 24024101000L | Direct field labor for Slab / Block Foundation - Formwork - Fab Embed Supports.
24 | 0 | 0 | 24 | 10 | 15 | 00 | L | Slab / Block Foundation - Formwork - Attach Form Liner | 240-24-1015-00-L | CY | NO | NO |  | 2010 | DIRECT LABOR | Active | Cast in Place Concrete Labor | Slab / Block Foundation |  |  |  |  | 5000 | Concrete | 24024101500L | Direct field labor for Slab / Block Foundation - Formwork - Attach Form Liner.
24 | 0 | 0 | 24 | 10 | 20 | 00 | L | Slab / Block Foundation - Formwork - Set Form | 240-24-1020-00-L | CY | NO | NO |  | 2010 | DIRECT LABOR | Active | Cast in Place Concrete Labor | Slab / Block Foundation |  |  |  |  | 5000 | Concrete | 24024102000L | Direct field labor for Slab / Block Foundation - Formwork - Set Form.
24 | 0 | 0 | 24 | 10 | 25 | 00 | L | Slab / Block Foundation - Formwork - Penetrations | 240-24-1025-00-L | CY | NO | NO |  | 2010 | DIRECT LABOR | Active | Cast in Place Concrete Labor | Slab / Block Foundation |  |  |  |  | 5000 | Concrete | 24024102500L | Direct field labor for Slab / Block Foundation - Formwork - Penetrations.
24 | 0 | 0 | 24 | 10 | 30 | 00 | L | Slab / Block Foundation - Formwork - Strip Formwork | 240-24-1030-00-L | CY | NO | NO |  | 2010 | DIRECT LABOR | Active | Cast in Place Concrete Labor | Slab / Block Foundation |  |  |  |  | 5000 | Concrete | 24024103000L | Direct field labor for Slab / Block Foundation - Formwork - Strip Formwork.
24 | 0 | 0 | 24 | 20 | 00 | 00 | L | Slab / Block Foundation - Re-inforcement | 240-24-2000-00-L | CY | NO | NO |  | 2010 | DIRECT LABOR | Active | Cast in Place Concrete Labor | Slab / Block Foundation |  |  |  |  | 5000 | Concrete | 24024200000L | Summary of Slab / Block Foundation - Re-inforcement labor costs.
24 | 0 | 0 | 24 | 20 | 05 | 00 | L | Slab / Block Foundation - Re-inforcement - Install Rebar | 240-24-2005-00-L | CY | NO | NO |  | 2010 | DIRECT LABOR | Active | Cast in Place Concrete Labor | Slab / Block Foundation |  |  |  |  | 5000 | Concrete | 24024200500L | Direct field labor for Slab / Block Foundation - Re-inforcement - Install Rebar.
24 | 0 | 0 | 24 | 20 | 10 | 00 | L | Slab / Block Foundation - Re-inforcement - Drill/Epoxy Dowels | 240-24-2010-00-L | CY | NO | NO |  | 2010 | DIRECT LABOR | Active | Cast in Place Concrete Labor | Slab / Block Foundation |  |  |  |  | 5000 | Concrete | 24024201000L | Direct field labor for Slab / Block Foundation - Re-inforcement - Drill/Epoxy Dowels.
24 | 0 | 0 | 24 | 30 | 00 | 00 | L | Slab / Block Foundation - Embeds / Anchor Bolts | 240-24-3000-00-L | CY | NO | NO |  | 2010 | DIRECT LABOR | Active | Cast in Place Concrete Labor | Slab / Block Foundation |  |  |  |  | 5000 | Concrete | 24024300000L | Summary of Slab / Block Foundation - Embeds / Anchor Bolts labor costs.
24 | 0 | 0 | 24 | 30 | 05 | 00 | L | Slab / Block Foundation - Embeds / Anchor Bolts - Set Embed Supports | 240-24-3005-00-L | CY | NO | NO |  | 2010 | DIRECT LABOR | Active | Cast in Place Concrete Labor | Slab / Block Foundation |  |  |  |  | 5000 | Concrete | 24024300500L | Direct field labor for Slab / Block Foundation - Embeds / Anchor Bolts - Set Embed Supports.
24 | 0 | 0 | 24 | 30 | 10 | 00 | L | Slab / Block Foundation - Embeds / Anchor Bolts - Set Embeds | 240-24-3010-00-L | CY | NO | NO |  | 2010 | DIRECT LABOR | Active | Cast in Place Concrete Labor | Slab / Block Foundation |  |  |  |  | 5000 | Concrete | 24024301000L | Direct field labor for Slab / Block Foundation - Embeds / Anchor Bolts - Set Embeds.
24 | 0 | 0 | 24 | 30 | 15 | 00 | L | Slab / Block Foundation - Embeds / Anchor Bolts - CIP Anchor Bolts | 240-24-3015-00-L | CY | NO | NO |  | 2010 | DIRECT LABOR | Active | Cast in Place Concrete Labor | Slab / Block Foundation |  |  |  |  | 5000 | Concrete | 24024301500L | Direct field labor for Slab / Block Foundation - Embeds / Anchor Bolts - CIP Anchor Bolts.
24 | 0 | 0 | 24 | 30 | 20 | 00 | L | Slab / Block Foundation - Embeds / Anchor Bolts - Build Anchor Bolt Template | 240-24-3020-00-L | CY | NO | NO |  | 2010 | DIRECT LABOR | Active | Cast in Place Concrete Labor | Slab / Block Foundation |  |  |  |  | 5000 | Concrete | 24024302000L | Direct field labor for Slab / Block Foundation - Embeds / Anchor Bolts - Build Anchor Bolt Template.
24 | 0 | 0 | 24 | 30 | 30 | 00 | L | Slab / Block Foundation - Embeds / Anchor Bolts - Post Installed Anchor Bolts | 240-24-3030-00-L | CY | NO | NO |  | 2010 | DIRECT LABOR | Active | Cast in Place Concrete Labor | Slab / Block Foundation |  |  |  |  | 5000 | Concrete | 24024303000L | Direct field labor for Slab / Block Foundation - Embeds / Anchor Bolts - Post Installed Anchor Bolts.
24 | 0 | 0 | 24 | 40 | 00 | 00 | L | Slab / Block Foundation - Place Concrete | 240-24-4000-00-L | CY | YES | NO |  | 2010 | DIRECT LABOR | Active | Cast in Place Concrete Labor | Slab / Block Foundation |  |  |  |  | 5000 | Concrete | 24024400000L | Direct field labor for Slab / Block Foundation - Place Concrete.
24 | 0 | 0 | 24 | 45 | 00 | 00 | L | Slab / Block Foundation - Keyways | 240-24-4500-00-L | CY | NO | NO |  | 2010 | DIRECT LABOR | Active | Cast in Place Concrete Labor | Slab / Block Foundation |  |  |  |  | 5000 | Concrete | 24024450000L | Direct field labor for Slab / Block Foundation - Keyways. | FNDS & WALLS
24 | 0 | 0 | 24 | 48 | 00 | 00 | L | Slab / Block Foundation - Waterstop | 240-24-4800-00-L | CY | NO | NO |  | 2010 | DIRECT LABOR | Active | Cast in Place Concrete Labor | Slab / Block Foundation |  |  |  |  | 5000 | Concrete | 24024480000L | Direct field labor for Slab / Block Foundation - Waterstop. | FNDS & WALLS
24 | 0 | 0 | 24 | 60 | 00 | 00 | L | Slab / Block Foundation - Control Joints | 240-24-6000-00-L | CY | NO | NO |  | 2010 | DIRECT LABOR | Active | Cast in Place Concrete Labor | Slab / Block Foundation |  |  |  |  | 5000 | Concrete | 24024600000L | Summary of Slab / Block Foundation - Control Joints labor costs.
24 | 0 | 0 | 24 | 60 | 10 | 00 | L | Slab / Block Foundation - Control Joints - Construction Joints | 240-24-6010-00-L | CY | NO | NO |  | 2010 | DIRECT LABOR | Active | Cast in Place Concrete Labor | Slab / Block Foundation |  |  |  |  | 5000 | Concrete | 24024601000L | Direct field labor for Slab / Block Foundation - Control Joints - Construction Joints.
24 | 0 | 0 | 24 | 60 | 20 | 00 | L | Cast in Place Concrete Labor - Slab / Block Foundation - Control Joints | 240-24-6020-00-L | CY | NO | NO |  | 2010 | DIRECT LABOR | Active | Cast in Place Concrete Labor | Slab / Block Foundation |  |  |  |  | 5000 | Concrete | 24024602000L | Direct field labor for Cast in Place Concrete Labor - Slab / Block Foundation - Control Joints.
24 | 0 | 0 | 24 | 60 | 30 | 00 | L | Slab / Block Foundation - Control Joints - Expansion Joints | 240-24-6030-00-L | CY | NO | NO |  | 2010 | DIRECT LABOR | Active | Cast in Place Concrete Labor | Slab / Block Foundation |  |  |  |  | 5000 | Concrete | 24024603000L | Direct field labor for Slab / Block Foundation - Control Joints - Expansion Joints.
24 | 0 | 0 | 26 | 00 | 00 | 00 | L | Ring-Wall Foundation | 240-26-0000-00-L | CY | YES | NO |  | 2010 | DIRECT LABOR | Active | Cast in Place Concrete Labor | Ring-Wall Foundation |  |  |  |  | 5000 | Concrete | 24026000000L | Summary of Ring-Wall Foundation labor costs.
24 | 0 | 0 | 26 | 10 | 00 | 00 | L | Ring-Wall Foundation - Formwork | 240-26-1000-00-L | CY | NO | NO |  | 2010 | DIRECT LABOR | Active | Cast in Place Concrete Labor | Ring-Wall Foundation |  |  |  |  | 5000 | Concrete | 24026100000L | Summary of Ring-Wall Foundation - Formwork labor costs.
24 | 0 | 0 | 26 | 10 | 05 | 00 | L | Ring-Wall Foundation - Formwork - Fab Forms | 240-26-1005-00-L | CY | NO | NO |  | 2010 | DIRECT LABOR | Active | Cast in Place Concrete Labor | Ring-Wall Foundation |  |  |  |  | 5000 | Concrete | 24026100500L | Direct field labor for Ring-Wall Foundation - Formwork - Fab Forms.
24 | 0 | 0 | 26 | 10 | 10 | 00 | L | Ring-Wall Foundation - Formwork - Fab Embed Supports | 240-26-1010-00-L | CY | NO | NO |  | 2010 | DIRECT LABOR | Active | Cast in Place Concrete Labor | Ring-Wall Foundation |  |  |  |  | 5000 | Concrete | 24026101000L | Direct field labor for Ring-Wall Foundation - Formwork - Fab Embed Supports.
24 | 0 | 0 | 26 | 10 | 15 | 00 | L | Ring-Wall Foundation - Formwork - Attach Form Liner | 240-26-1015-00-L | CY | NO | NO |  | 2010 | DIRECT LABOR | Active | Cast in Place Concrete Labor | Ring-Wall Foundation |  |  |  |  | 5000 | Concrete | 24026101500L | Direct field labor for Ring-Wall Foundation - Formwork - Attach Form Liner.
24 | 0 | 0 | 26 | 10 | 20 | 00 | L | Ring-Wall Foundation - Formwork - Set Form | 240-26-1020-00-L | CY | NO | NO |  | 2010 | DIRECT LABOR | Active | Cast in Place Concrete Labor | Ring-Wall Foundation |  |  |  |  | 5000 | Concrete | 24026102000L | Direct field labor for Ring-Wall Foundation - Formwork - Set Form.
24 | 0 | 0 | 26 | 10 | 25 | 00 | L | Ring-Wall Foundation - Formwork - Penetrations | 240-26-1025-00-L | CY | NO | NO |  | 2010 | DIRECT LABOR | Active | Cast in Place Concrete Labor | Ring-Wall Foundation |  |  |  |  | 5000 | Concrete | 24026102500L | Direct field labor for Ring-Wall Foundation - Formwork - Penetrations.
24 | 0 | 0 | 26 | 10 | 30 | 00 | L | Ring-Wall Foundation - Formwork - Strip Formwork | 240-26-1030-00-L | CY | NO | NO |  | 2010 | DIRECT LABOR | Active | Cast in Place Concrete Labor | Ring-Wall Foundation |  |  |  |  | 5000 | Concrete | 24026103000L | Direct field labor for Ring-Wall Foundation - Formwork - Strip Formwork.
24 | 0 | 0 | 26 | 20 | 00 | 00 | L | Ring-Wall Foundation - Re-inforcement | 240-26-2000-00-L | CY | NO | NO |  | 2010 | DIRECT LABOR | Active | Cast in Place Concrete Labor | Ring-Wall Foundation |  |  |  |  | 5000 | Concrete | 24026200000L | Summary of Ring-Wall Foundation - Re-inforcement labor costs.
24 | 0 | 0 | 26 | 20 | 05 | 00 | L | Ring-Wall Foundation - Re-inforcement - Install Rebar | 240-26-2005-00-L | CY | NO | NO |  | 2010 | DIRECT LABOR | Active | Cast in Place Concrete Labor | Ring-Wall Foundation |  |  |  |  | 5000 | Concrete | 24026200500L | Direct field labor for Ring-Wall Foundation - Re-inforcement - Install Rebar.
24 | 0 | 0 | 26 | 20 | 10 | 00 | L | Ring-Wall Foundation - Re-inforcement - Drill/Epoxy Dowels | 240-26-2010-00-L | CY | NO | NO |  | 2010 | DIRECT LABOR | Active | Cast in Place Concrete Labor | Ring-Wall Foundation |  |  |  |  | 5000 | Concrete | 24026201000L | Direct field labor for Ring-Wall Foundation - Re-inforcement - Drill/Epoxy Dowels.
24 | 0 | 0 | 26 | 30 | 00 | 00 | L | Ring-Wall Foundation - Embeds / Anchor Bolts | 240-26-3000-00-L | CY | NO | NO |  | 2010 | DIRECT LABOR | Active | Cast in Place Concrete Labor | Ring-Wall Foundation |  |  |  |  | 5000 | Concrete | 24026300000L | Summary of Ring-Wall Foundation - Embeds / Anchor Bolts labor costs.
24 | 0 | 0 | 26 | 30 | 05 | 00 | L | Ring-Wall Foundation - Embeds / Anchor Bolts - Set Embed Supports | 240-26-3005-00-L | CY | NO | NO |  | 2010 | DIRECT LABOR | Active | Cast in Place Concrete Labor | Ring-Wall Foundation |  |  |  |  | 5000 | Concrete | 24026300500L | Direct field labor for Ring-Wall Foundation - Embeds / Anchor Bolts - Set Embed Supports.
24 | 0 | 0 | 26 | 30 | 10 | 00 | L | Ring-Wall Foundation - Embeds / Anchor Bolts - Set Embeds | 240-26-3010-00-L | CY | NO | NO |  | 2010 | DIRECT LABOR | Active | Cast in Place Concrete Labor | Ring-Wall Foundation |  |  |  |  | 5000 | Concrete | 24026301000L | Direct field labor for Ring-Wall Foundation - Embeds / Anchor Bolts - Set Embeds.
24 | 0 | 0 | 26 | 30 | 15 | 00 | L | Ring-Wall Foundation - Embeds / Anchor Bolts - CIP Anchor Bolts | 240-26-3015-00-L | CY | NO | NO |  | 2010 | DIRECT LABOR | Active | Cast in Place Concrete Labor | Ring-Wall Foundation |  |  |  |  | 5000 | Concrete | 24026301500L | Direct field labor for Ring-Wall Foundation - Embeds / Anchor Bolts - CIP Anchor Bolts.
24 | 0 | 0 | 26 | 30 | 20 | 00 | L | Ring-Wall Foundation - Embeds / Anchor Bolts - Build Anchor Bolt Template | 240-26-3020-00-L | CY | NO | NO |  | 2010 | DIRECT LABOR | Active | Cast in Place Concrete Labor | Ring-Wall Foundation |  |  |  |  | 5000 | Concrete | 24026302000L | Direct field labor for Ring-Wall Foundation - Embeds / Anchor Bolts - Build Anchor Bolt Template.
24 | 0 | 0 | 26 | 30 | 30 | 00 | L | Ring-Wall Foundation - Embeds / Anchor Bolts - Post Installed Anchor Bolts | 240-26-3030-00-L | CY | NO | NO |  | 2010 | DIRECT LABOR | Active | Cast in Place Concrete Labor | Ring-Wall Foundation |  |  |  |  | 5000 | Concrete | 24026303000L | Direct field labor for Ring-Wall Foundation - Embeds / Anchor Bolts - Post Installed Anchor Bolts.
24 | 0 | 0 | 26 | 40 | 00 | 00 | L | Ring-Wall Foundation - Place Concrete | 240-26-4000-00-L | CY | NO | NO |  | 2010 | DIRECT LABOR | Active | Cast in Place Concrete Labor | Ring-Wall Foundation |  |  |  |  | 5000 | Concrete | 24026400000L | Direct field labor for Ring-Wall Foundation - Place Concrete.
24 | 0 | 0 | 26 | 45 | 00 | 00 | L | Ring-Wall Foundation - Keyways | 240-26-4500-00-L | CY | NO | NO |  | 2010 | DIRECT LABOR | Active | Cast in Place Concrete Labor | Ring-Wall Foundation |  |  |  |  | 5000 | Concrete | 24026450000L | Direct field labor for Ring-Wall Foundation - Keyways. | FNDS & WALLS
24 | 0 | 0 | 26 | 48 | 00 | 00 | L | Ring-Wall Foundation - Waterstop | 240-26-4800-00-L | CY | NO | NO |  | 2010 | DIRECT LABOR | Active | Cast in Place Concrete Labor | Ring-Wall Foundation |  |  |  |  | 5000 | Concrete | 24026480000L | Direct field labor for Ring-Wall Foundation - Waterstop. | FNDS & WALLS
24 | 0 | 0 | 26 | 60 | 00 | 00 | L | Ring-Wall Foundation - Control Joints | 240-26-6000-00-L | CY | NO | NO |  | 2010 | DIRECT LABOR | Active | Cast in Place Concrete Labor | Ring-Wall Foundation |  |  |  |  | 5000 | Concrete | 24026600000L | Summary of Ring-Wall Foundation - Control Joints labor costs.
24 | 0 | 0 | 26 | 60 | 10 | 00 | L | Ring-Wall Foundation - Control Joints - Construction Joints | 240-26-6010-00-L | CY | NO | NO |  | 2010 | DIRECT LABOR | Active | Cast in Place Concrete Labor | Ring-Wall Foundation |  |  |  |  | 5000 | Concrete | 24026601000L | Direct field labor for Ring-Wall Foundation - Control Joints - Construction Joints.
24 | 0 | 0 | 26 | 60 | 20 | 00 | L | Cast in Place Concrete Labor - Ring-Wall Foundation - Control Joints | 240-26-6020-00-L | CY | NO | NO |  | 2010 | DIRECT LABOR | Active | Cast in Place Concrete Labor | Ring-Wall Foundation |  |  |  |  | 5000 | Concrete | 24026602000L | Direct field labor for Cast in Place Concrete Labor - Ring-Wall Foundation - Control Joints.
24 | 0 | 0 | 26 | 60 | 30 | 00 | L | Ring-Wall Foundation - Control Joints - Expansion Joints | 240-26-6030-00-L | CY | NO | NO |  | 2010 | DIRECT LABOR | Active | Cast in Place Concrete Labor | Ring-Wall Foundation |  |  |  |  | 5000 | Concrete | 24026603000L | Direct field labor for Ring-Wall Foundation - Control Joints - Expansion Joints.
24 | 0 | 0 | 30 | 00 | 00 | 00 | L | Concrete Wall | 240-30-0000-00-L | CY | YES | NO |  | 2010 | DIRECT LABOR | Active | Cast in Place Concrete Labor | Concrete Wall |  |  |  |  | 5000 | Concrete | 24030000000L | Summary of Concrete Wall labor costs.
24 | 0 | 0 | 30 | 10 | 00 | 00 | L | Concrete Wall - Formwork | 240-30-1000-00-L | CY | NO | NO |  | 2010 | DIRECT LABOR | Active | Cast in Place Concrete Labor | Concrete Wall |  |  |  |  | 5000 | Concrete | 24030100000L | Summary of Concrete Wall - Formwork labor costs.
24 | 0 | 0 | 30 | 10 | 05 | 00 | L | Concrete Wall - Formwork - Fab Forms | 240-30-1005-00-L | CY | NO | NO |  | 2010 | DIRECT LABOR | Active | Cast in Place Concrete Labor | Concrete Wall |  |  |  |  | 5000 | Concrete | 24030100500L | Direct field labor for Concrete Wall - Formwork - Fab Forms.
24 | 0 | 0 | 30 | 10 | 10 | 00 | L | Concrete Wall - Formwork - Fab Embed Supports | 240-30-1010-00-L | CY | NO | NO |  | 2010 | DIRECT LABOR | Active | Cast in Place Concrete Labor | Concrete Wall |  |  |  |  | 5000 | Concrete | 24030101000L | Direct field labor for Concrete Wall - Formwork - Fab Embed Supports.
24 | 0 | 0 | 30 | 10 | 15 | 00 | L | Concrete Wall - Formwork - Attach Form Liner | 240-30-1015-00-L | CY | NO | NO |  | 2010 | DIRECT LABOR | Active | Cast in Place Concrete Labor | Concrete Wall |  |  |  |  | 5000 | Concrete | 24030101500L | Direct field labor for Concrete Wall - Formwork - Attach Form Liner.
24 | 0 | 0 | 30 | 10 | 20 | 00 | L | Concrete Wall - Formwork - Set Form | 240-30-1020-00-L | CY | NO | NO |  | 2010 | DIRECT LABOR | Active | Cast in Place Concrete Labor | Concrete Wall |  |  |  |  | 5000 | Concrete | 24030102000L | Direct field labor for Concrete Wall - Formwork - Set Form.
24 | 0 | 0 | 30 | 10 | 25 | 00 | L | Concrete Wall - Formwork - Penetrations | 240-30-1025-00-L | CY | NO | NO |  | 2010 | DIRECT LABOR | Active | Cast in Place Concrete Labor | Concrete Wall |  |  |  |  | 5000 | Concrete | 24030102500L | Direct field labor for Concrete Wall - Formwork - Penetrations.
24 | 0 | 0 | 30 | 10 | 30 | 00 | L | Concrete Wall - Formwork - Strip Formwork | 240-30-1030-00-L | CY | NO | NO |  | 2010 | DIRECT LABOR | Active | Cast in Place Concrete Labor | Concrete Wall |  |  |  |  | 5000 | Concrete | 24030103000L | Direct field labor for Concrete Wall - Formwork - Strip Formwork.
24 | 0 | 0 | 30 | 20 | 00 | 00 | L | Concrete Wall - Re-inforcement | 240-30-2000-00-L | CY | NO | NO |  | 2010 | DIRECT LABOR | Active | Cast in Place Concrete Labor | Concrete Wall |  |  |  |  | 5000 | Concrete | 24030200000L | Summary of Concrete Wall - Re-inforcement labor costs.
24 | 0 | 0 | 30 | 20 | 05 | 00 | L | Concrete Wall - Re-inforcement - Install Rebar | 240-30-2005-00-L | CY | NO | NO |  | 2010 | DIRECT LABOR | Active | Cast in Place Concrete Labor | Concrete Wall |  |  |  |  | 5000 | Concrete | 24030200500L | Direct field labor for Concrete Wall - Re-inforcement - Install Rebar.
24 | 0 | 0 | 30 | 20 | 10 | 00 | L | Concrete Wall - Re-inforcement - Drill/Epoxy Dowels | 240-30-2010-00-L | CY | NO | NO |  | 2010 | DIRECT LABOR | Active | Cast in Place Concrete Labor | Concrete Wall |  |  |  |  | 5000 | Concrete | 24030201000L | Direct field labor for Concrete Wall - Re-inforcement - Drill/Epoxy Dowels.
24 | 0 | 0 | 30 | 30 | 00 | 00 | L | Concrete Wall - Embeds / Anchor Bolts | 240-30-3000-00-L | CY | NO | NO |  | 2010 | DIRECT LABOR | Active | Cast in Place Concrete Labor | Concrete Wall |  |  |  |  | 5000 | Concrete | 24030300000L | Summary of Concrete Wall - Embeds / Anchor Bolts labor costs.
24 | 0 | 0 | 30 | 30 | 05 | 00 | L | Concrete Wall - Embeds / Anchor Bolts - Set Embed Supports | 240-30-3005-00-L | CY | NO | NO |  | 2010 | DIRECT LABOR | Active | Cast in Place Concrete Labor | Concrete Wall |  |  |  |  | 5000 | Concrete | 24030300500L | Direct field labor for Concrete Wall - Embeds / Anchor Bolts - Set Embed Supports.
24 | 0 | 0 | 30 | 30 | 10 | 00 | L | Concrete Wall - Embeds / Anchor Bolts - Set Embeds | 240-30-3010-00-L | CY | NO | NO |  | 2010 | DIRECT LABOR | Active | Cast in Place Concrete Labor | Concrete Wall |  |  |  |  | 5000 | Concrete | 24030301000L | Direct field labor for Concrete Wall - Embeds / Anchor Bolts - Set Embeds.
24 | 0 | 0 | 30 | 30 | 15 | 00 | L | Concrete Wall - Embeds / Anchor Bolts - CIP Anchor Bolts | 240-30-3015-00-L | CY | NO | NO |  | 2010 | DIRECT LABOR | Active | Cast in Place Concrete Labor | Concrete Wall |  |  |  |  | 5000 | Concrete | 24030301500L | Direct field labor for Concrete Wall - Embeds / Anchor Bolts - CIP Anchor Bolts.
24 | 0 | 0 | 30 | 30 | 20 | 00 | L | Concrete Wall - Embeds / Anchor Bolts - Build Anchor Bolt Template | 240-30-3020-00-L | CY | NO | NO |  | 2010 | DIRECT LABOR | Active | Cast in Place Concrete Labor | Concrete Wall |  |  |  |  | 5000 | Concrete | 24030302000L | Direct field labor for Concrete Wall - Embeds / Anchor Bolts - Build Anchor Bolt Template.
24 | 0 | 0 | 30 | 30 | 30 | 00 | L | Concrete Wall - Embeds / Anchor Bolts - Post Installed Anchor Bolts | 240-30-3030-00-L | CY | NO | NO |  | 2010 | DIRECT LABOR | Active | Cast in Place Concrete Labor | Concrete Wall |  |  |  |  | 5000 | Concrete | 24030303000L | Direct field labor for Concrete Wall - Embeds / Anchor Bolts - Post Installed Anchor Bolts.
24 | 0 | 0 | 30 | 40 | 00 | 00 | L | Concrete Wall - Place Concrete | 240-30-4000-00-L | CY | NO | NO |  | 2010 | DIRECT LABOR | Active | Cast in Place Concrete Labor | Concrete Wall |  |  |  |  | 5000 | Concrete | 24030400000L | Direct field labor for Concrete Wall - Place Concrete.
24 | 0 | 0 | 30 | 50 | 00 | 00 | L | Concrete Wall - Point / Patch | 240-30-5000-00-L | CY | NO | NO |  | 2010 | DIRECT LABOR | Active | Cast in Place Concrete Labor | Concrete Wall |  |  |  |  | 5000 | Concrete | 24030500000L | Summary of Concrete Wall - Point / Patch labor costs.
24 | 0 | 0 | 30 | 50 | 05 | 00 | L | Concrete Wall - Point / Patch - Pointing | 240-30-5005-00-L | CY | NO | NO |  | 2010 | DIRECT LABOR | Active | Cast in Place Concrete Labor | Concrete Wall |  |  |  |  | 5000 | Concrete | 24030500500L | Direct field labor for Concrete Wall - Point / Patch - Pointing.
24 | 0 | 0 | 30 | 50 | 10 | 00 | L | Concrete Wall - Point / Patch - Patching | 240-30-5010-00-L | CY | NO | NO |  | 2010 | DIRECT LABOR | Active | Cast in Place Concrete Labor | Concrete Wall |  |  |  |  | 5000 | Concrete | 24030501000L | Direct field labor for Concrete Wall - Point / Patch - Patching.
24 | 0 | 0 | 30 | 60 | 00 | 00 | L | Concrete Wall - Keyways | 240-30-6000-00-L | CY | NO | NO |  | 2010 | DIRECT LABOR | Active | Cast in Place Concrete Labor | Concrete Wall |  |  |  |  | 5000 | Concrete | 24030600000L | Direct field labor for Concrete Wall - Keyways. | FNDS & WALLS
24 | 0 | 0 | 30 | 70 | 00 | 00 | L | Concrete Wall - Waterstop | 240-30-7000-00-L | CY | NO | NO |  | 2010 | DIRECT LABOR | Active | Cast in Place Concrete Labor | Concrete Wall |  |  |  |  | 5000 | Concrete | 24030700000L | Direct field labor for Concrete Wall - Waterstop. | FNDS & WALLS
24 | 0 | 0 | 30 | 80 | 00 | 00 | L | Concrete Wall - Control Joints | 240-30-8000-00-L | CY | NO | NO |  | 2010 | DIRECT LABOR | Active | Cast in Place Concrete Labor | Concrete Wall |  |  |  |  | 5000 | Concrete | 24030800000L | Summary of Concrete Wall - Control Joints labor costs.
24 | 0 | 0 | 30 | 80 | 10 | 00 | L | Concrete Wall - Control Joints - Construction Joints | 240-30-8010-00-L | CY | NO | NO |  | 2010 | DIRECT LABOR | Active | Cast in Place Concrete Labor | Concrete Wall |  |  |  |  | 5000 | Concrete | 24030801000L | Direct field labor for Concrete Wall - Control Joints - Construction Joints.
24 | 0 | 0 | 30 | 80 | 20 | 00 | L | Cast in Place Concrete Labor - Concrete Wall - Control Joints | 240-30-8020-00-L | CY | NO | NO |  | 2010 | DIRECT LABOR | Active | Cast in Place Concrete Labor | Concrete Wall |  |  |  |  | 5000 | Concrete | 24030802000L | Direct field labor for Cast in Place Concrete Labor - Concrete Wall - Control Joints.
24 | 0 | 0 | 30 | 80 | 30 | 00 | L | Concrete Wall - Control Joints - Expansion Joints | 240-30-8030-00-L | CY | NO | NO |  | 2010 | DIRECT LABOR | Active | Cast in Place Concrete Labor | Concrete Wall |  |  |  |  | 5000 | Concrete | 24030803000L | Direct field labor for Concrete Wall - Control Joints - Expansion Joints.
24 | 0 | 0 | 35 | 00 | 00 | 00 | L | Concrete Column | 240-35-0000-00-L | CY | YES | NO |  | 2010 | DIRECT LABOR | Active | Cast in Place Concrete Labor | Concrete Column |  |  |  |  | 5000 | Concrete | 24035000000L | Summary of Concrete Column labor costs.
24 | 0 | 0 | 35 | 10 | 00 | 00 | L | Concrete Column - Formwork | 240-35-1000-00-L | CY | NO | NO |  | 2010 | DIRECT LABOR | Active | Cast in Place Concrete Labor | Concrete Column |  |  |  |  | 5000 | Concrete | 24035100000L | Summary of Concrete Column - Formwork labor costs.
24 | 0 | 0 | 35 | 10 | 05 | 00 | L | Concrete Column - Formwork - Fab Forms | 240-35-1005-00-L | CY | NO | NO |  | 2010 | DIRECT LABOR | Active | Cast in Place Concrete Labor | Concrete Column |  |  |  |  | 5000 | Concrete | 24035100500L | Direct field labor for Concrete Column - Formwork - Fab Forms.
24 | 0 | 0 | 35 | 10 | 10 | 00 | L | Concrete Column - Formwork - Fab Embed Supports | 240-35-1010-00-L | CY | NO | NO |  | 2010 | DIRECT LABOR | Active | Cast in Place Concrete Labor | Concrete Column |  |  |  |  | 5000 | Concrete | 24035101000L | Direct field labor for Concrete Column - Formwork - Fab Embed Supports.
24 | 0 | 0 | 35 | 10 | 15 | 00 | L | Concrete Column - Formwork - Attach Form Liner | 240-35-1015-00-L | CY | NO | NO |  | 2010 | DIRECT LABOR | Active | Cast in Place Concrete Labor | Concrete Column |  |  |  |  | 5000 | Concrete | 24035101500L | Direct field labor for Concrete Column - Formwork - Attach Form Liner.
24 | 0 | 0 | 35 | 10 | 20 | 00 | L | Concrete Column - Formwork - Set Form | 240-35-1020-00-L | CY | NO | NO |  | 2010 | DIRECT LABOR | Active | Cast in Place Concrete Labor | Concrete Column |  |  |  |  | 5000 | Concrete | 24035102000L | Direct field labor for Concrete Column - Formwork - Set Form.
24 | 0 | 0 | 35 | 10 | 25 | 00 | L | Concrete Column - Formwork - Penetrations | 240-35-1025-00-L | CY | NO | NO |  | 2010 | DIRECT LABOR | Active | Cast in Place Concrete Labor | Concrete Column |  |  |  |  | 5000 | Concrete | 24035102500L | Direct field labor for Concrete Column - Formwork - Penetrations.
24 | 0 | 0 | 35 | 10 | 30 | 00 | L | Concrete Column - Formwork - Strip Formwork | 240-35-1030-00-L | CY | NO | NO |  | 2010 | DIRECT LABOR | Active | Cast in Place Concrete Labor | Concrete Column |  |  |  |  | 5000 | Concrete | 24035103000L | Direct field labor for Concrete Column - Formwork - Strip Formwork.
24 | 0 | 0 | 35 | 20 | 00 | 00 | L | Concrete Column - Re-inforcement | 240-35-2000-00-L | CY | NO | NO |  | 2010 | DIRECT LABOR | Active | Cast in Place Concrete Labor | Concrete Column |  |  |  |  | 5000 | Concrete | 24035200000L | Summary of Concrete Column - Re-inforcement labor costs.
24 | 0 | 0 | 35 | 20 | 05 | 00 | L | Concrete Column - Re-inforcement - Install Rebar | 240-35-2005-00-L | CY | NO | NO |  | 2010 | DIRECT LABOR | Active | Cast in Place Concrete Labor | Concrete Column |  |  |  |  | 5000 | Concrete | 24035200500L | Direct field labor for Concrete Column - Re-inforcement - Install Rebar.
24 | 0 | 0 | 35 | 20 | 10 | 00 | L | Concrete Column - Re-inforcement - Drill/Epoxy Dowels | 240-35-2010-00-L | CY | NO | NO |  | 2010 | DIRECT LABOR | Active | Cast in Place Concrete Labor | Concrete Column |  |  |  |  | 5000 | Concrete | 24035201000L | Direct field labor for Concrete Column - Re-inforcement - Drill/Epoxy Dowels.
24 | 0 | 0 | 35 | 30 | 00 | 00 | L | Concrete Column - Embeds / Anchor Bolts | 240-35-3000-00-L | CY | NO | NO |  | 2010 | DIRECT LABOR | Active | Cast in Place Concrete Labor | Concrete Column |  |  |  |  | 5000 | Concrete | 24035300000L | Summary of Concrete Column - Embeds / Anchor Bolts labor costs.
24 | 0 | 0 | 35 | 30 | 05 | 00 | L | Concrete Column - Embeds / Anchor Bolts - Set Embed Supports | 240-35-3005-00-L | CY | NO | NO |  | 2010 | DIRECT LABOR | Active | Cast in Place Concrete Labor | Concrete Column |  |  |  |  | 5000 | Concrete | 24035300500L | Direct field labor for Concrete Column - Embeds / Anchor Bolts - Set Embed Supports.
24 | 0 | 0 | 35 | 30 | 10 | 00 | L | Concrete Column - Embeds / Anchor Bolts - Set Embeds | 240-35-3010-00-L | CY | NO | NO |  | 2010 | DIRECT LABOR | Active | Cast in Place Concrete Labor | Concrete Column |  |  |  |  | 5000 | Concrete | 24035301000L | Direct field labor for Concrete Column - Embeds / Anchor Bolts - Set Embeds.
24 | 0 | 0 | 35 | 30 | 15 | 00 | L | Concrete Column - Embeds / Anchor Bolts - CIP Anchor Bolts | 240-35-3015-00-L | CY | NO | NO |  | 2010 | DIRECT LABOR | Active | Cast in Place Concrete Labor | Concrete Column |  |  |  |  | 5000 | Concrete | 24035301500L | Direct field labor for Concrete Column - Embeds / Anchor Bolts - CIP Anchor Bolts.
24 | 0 | 0 | 35 | 30 | 20 | 00 | L | Concrete Column - Embeds / Anchor Bolts - Build Anchor Bolt Template | 240-35-3020-00-L | CY | NO | NO |  | 2010 | DIRECT LABOR | Active | Cast in Place Concrete Labor | Concrete Column |  |  |  |  | 5000 | Concrete | 24035302000L | Direct field labor for Concrete Column - Embeds / Anchor Bolts - Build Anchor Bolt Template.
24 | 0 | 0 | 35 | 30 | 30 | 00 | L | Concrete Column - Embeds / Anchor Bolts - Post Installed Anchor Bolts | 240-35-3030-00-L | CY | NO | NO |  | 2010 | DIRECT LABOR | Active | Cast in Place Concrete Labor | Concrete Column |  |  |  |  | 5000 | Concrete | 24035303000L | Direct field labor for Concrete Column - Embeds / Anchor Bolts - Post Installed Anchor Bolts.
24 | 0 | 0 | 35 | 40 | 00 | 00 | L | Concrete Column - Place Concrete | 240-35-4000-00-L | CY | NO | NO |  | 2010 | DIRECT LABOR | Active | Cast in Place Concrete Labor | Concrete Column |  |  |  |  | 5000 | Concrete | 24035400000L | Direct field labor for Concrete Column - Place Concrete.
24 | 0 | 0 | 35 | 50 | 00 | 00 | L | Concrete Column - Point / Patch | 240-35-5000-00-L | CY | NO | NO |  | 2010 | DIRECT LABOR | Active | Cast in Place Concrete Labor | Concrete Column |  |  |  |  | 5000 | Concrete | 24035500000L | Summary of Concrete Column - Point / Patch labor costs.
24 | 0 | 0 | 35 | 50 | 05 | 00 | L | Concrete Column - Point / Patch - Pointing | 240-35-5005-00-L | CY | NO | NO |  | 2010 | DIRECT LABOR | Active | Cast in Place Concrete Labor | Concrete Column |  |  |  |  | 5000 | Concrete | 24035500500L | Direct field labor for Concrete Column - Point / Patch - Pointing.
24 | 0 | 0 | 35 | 50 | 10 | 00 | L | Concrete Column - Point / Patch - Patching | 240-35-5010-00-L | CY | NO | NO |  | 2010 | DIRECT LABOR | Active | Cast in Place Concrete Labor | Concrete Column |  |  |  |  | 5000 | Concrete | 24035501000L | Direct field labor for Concrete Column - Point / Patch - Patching.
24 | 0 | 0 | 40 | 00 | 00 | 00 | L | Concrete Structure | 240-40-0000-00-L | CY | YES | NO |  | 2010 | DIRECT LABOR | Active | Cast in Place Concrete Labor | Concrete Structure |  |  |  |  | 5000 | Concrete | 24040000000L | Summary of Concrete Structure labor costs.
24 | 0 | 0 | 40 | 10 | 00 | 00 | L | Concrete Structure - Formwork | 240-40-1000-00-L | CY | NO | NO |  | 2010 | DIRECT LABOR | Active | Cast in Place Concrete Labor | Concrete Structure |  |  |  |  | 5000 | Concrete | 24040100000L | Summary of Concrete Structure - Formwork labor costs.
24 | 0 | 0 | 40 | 10 | 05 | 00 | L | Concrete Structure - Formwork - Fab Forms | 240-40-1005-00-L | LF | NO | NO |  | 2010 | DIRECT LABOR | Active | Cast in Place Concrete Labor | Concrete Structure |  |  |  |  | 5000 | Concrete | 24040100500L | Direct field labor for Concrete Structure - Formwork - Fab Forms.
24 | 0 | 0 | 40 | 10 | 10 | 00 | L | Concrete Structure - Formwork - Fab Embed Supports | 240-40-1010-00-L | CY | NO | NO |  | 2010 | DIRECT LABOR | Active | Cast in Place Concrete Labor | Concrete Structure |  |  |  |  | 5000 | Concrete | 24040101000L | Direct field labor for Concrete Structure - Formwork - Fab Embed Supports.
24 | 0 | 0 | 40 | 10 | 15 | 00 | L | Concrete Structure - Formwork - Attach Form Liner | 240-40-1015-00-L | LF | NO | NO |  | 2010 | DIRECT LABOR | Active | Cast in Place Concrete Labor | Concrete Structure |  |  |  |  | 5000 | Concrete | 24040101500L | Direct field labor for Concrete Structure - Formwork - Attach Form Liner.
24 | 0 | 0 | 40 | 10 | 20 | 00 | L | Concrete Structure - Formwork - Set Form | 240-40-1020-00-L | LF | NO | NO |  | 2010 | DIRECT LABOR | Active | Cast in Place Concrete Labor | Concrete Structure |  |  |  |  | 5000 | Concrete | 24040102000L | Direct field labor for Concrete Structure - Formwork - Set Form.
24 | 0 | 0 | 40 | 10 | 25 | 00 | L | Concrete Structure - Formwork - Penetrations | 240-40-1025-00-L | SF | NO | NO |  | 2010 | DIRECT LABOR | Active | Cast in Place Concrete Labor | Concrete Structure |  |  |  |  | 5000 | Concrete | 24040102500L | Direct field labor for Concrete Structure - Formwork - Penetrations.
24 | 0 | 0 | 40 | 10 | 30 | 00 | L | Concrete Structure - Formwork - Strip Formwork | 240-40-1030-00-L | TN | NO | NO |  | 2010 | DIRECT LABOR | Active | Cast in Place Concrete Labor | Concrete Structure |  |  |  |  | 5000 | Concrete | 24040103000L | Direct field labor for Concrete Structure - Formwork - Strip Formwork.
24 | 0 | 0 | 40 | 20 | 00 | 00 | L | Concrete Structure - Re-inforcement | 240-40-2000-00-L | EA | NO | NO |  | 2010 | DIRECT LABOR | Active | Cast in Place Concrete Labor | Concrete Structure |  |  |  |  | 5000 | Concrete | 24040200000L | Summary of Concrete Structure - Re-inforcement labor costs.
24 | 0 | 0 | 40 | 20 | 05 | 00 | L | Concrete Structure - Re-inforcement - Install Rebar | 240-40-2005-00-L | EA | NO | NO |  | 2010 | DIRECT LABOR | Active | Cast in Place Concrete Labor | Concrete Structure |  |  |  |  | 5000 | Concrete | 24040200500L | Direct field labor for Concrete Structure - Re-inforcement - Install Rebar.
24 | 0 | 0 | 40 | 20 | 10 | 00 | L | Concrete Structure - Re-inforcement - Drill/Epoxy Dowels | 240-40-2010-00-L | SF | NO | NO |  | 2010 | DIRECT LABOR | Active | Cast in Place Concrete Labor | Concrete Structure |  |  |  |  | 5000 | Concrete | 24040201000L | Direct field labor for Concrete Structure - Re-inforcement - Drill/Epoxy Dowels.
24 | 0 | 0 | 40 | 30 | 00 | 00 | L | Concrete Structure - Embeds / Anchor Bolts | 240-40-3000-00-L | SF | NO | NO |  | 2010 | DIRECT LABOR | Active | Cast in Place Concrete Labor | Concrete Structure |  |  |  |  | 5000 | Concrete | 24040300000L | Summary of Concrete Structure - Embeds / Anchor Bolts labor costs.
24 | 0 | 0 | 40 | 30 | 05 | 00 | L | Concrete Structure - Embeds / Anchor Bolts - Set Embed Supports | 240-40-3005-00-L | CY | NO | NO |  | 2010 | DIRECT LABOR | Active | Cast in Place Concrete Labor | Concrete Structure |  |  |  |  | 5000 | Concrete | 24040300500L | Direct field labor for Concrete Structure - Embeds / Anchor Bolts - Set Embed Supports.
24 | 0 | 0 | 40 | 30 | 10 | 00 | L | Concrete Structure - Embeds / Anchor Bolts - Set Embeds | 240-40-3010-00-L | LF | NO | NO |  | 2010 | DIRECT LABOR | Active | Cast in Place Concrete Labor | Concrete Structure |  |  |  |  | 5000 | Concrete | 24040301000L | Direct field labor for Concrete Structure - Embeds / Anchor Bolts - Set Embeds.
24 | 0 | 0 | 40 | 30 | 15 | 00 | L | Concrete Structure - Embeds / Anchor Bolts - CIP Anchor Bolts | 240-40-3015-00-L | SF | NO | NO |  | 2010 | DIRECT LABOR | Active | Cast in Place Concrete Labor | Concrete Structure |  |  |  |  | 5000 | Concrete | 24040301500L | Direct field labor for Concrete Structure - Embeds / Anchor Bolts - CIP Anchor Bolts.
24 | 0 | 0 | 40 | 30 | 20 | 00 | L | Concrete Structure - Embeds / Anchor Bolts - Build Anchor Bolt Template | 240-40-3020-00-L | SF | NO | NO |  | 2010 | DIRECT LABOR | Active | Cast in Place Concrete Labor | Concrete Structure |  |  |  |  | 5000 | Concrete | 24040302000L | Direct field labor for Concrete Structure - Embeds / Anchor Bolts - Build Anchor Bolt Template.
24 | 0 | 0 | 40 | 30 | 30 | 00 | L | Concrete Structure - Embeds / Anchor Bolts - Post Installed Anchor Bolts | 240-40-3030-00-L | SF | NO | NO |  | 2010 | DIRECT LABOR | Active | Cast in Place Concrete Labor | Concrete Structure |  |  |  |  | 5000 | Concrete | 24040303000L | Direct field labor for Concrete Structure - Embeds / Anchor Bolts - Post Installed Anchor Bolts.
24 | 0 | 0 | 40 | 40 | 00 | 00 | L | Concrete Structure - Place Concrete | 240-40-4000-00-L | EA | NO | NO |  | 2010 | DIRECT LABOR | Active | Cast in Place Concrete Labor | Concrete Structure |  |  |  |  | 5000 | Concrete | 24040400000L | Direct field labor for Concrete Structure - Place Concrete.
24 | 0 | 0 | 40 | 50 | 00 | 00 | L | Concrete Structure - Point / Patch | 240-40-5000-00-L | SF | NO | NO |  | 2010 | DIRECT LABOR | Active | Cast in Place Concrete Labor | Concrete Structure |  |  |  |  | 5000 | Concrete | 24040500000L | Summary of Concrete Structure - Point / Patch labor costs.
24 | 0 | 0 | 40 | 50 | 05 | 00 | L | Concrete Structure - Point / Patch - Pointing | 240-40-5005-00-L | SF | NO | NO |  | 2010 | DIRECT LABOR | Active | Cast in Place Concrete Labor | Concrete Structure |  |  |  |  | 5000 | Concrete | 24040500500L | Direct field labor for Concrete Structure - Point / Patch - Pointing.
24 | 0 | 0 | 40 | 50 | 10 | 00 | L | Concrete Structure - Point / Patch - Patching | 240-40-5010-00-L | SF | NO | NO |  | 2010 | DIRECT LABOR | Active | Cast in Place Concrete Labor | Concrete Structure |  |  |  |  | 5000 | Concrete | 24040501000L | Direct field labor for Concrete Structure - Point / Patch - Patching.
24 | 0 | 0 | 50 | 00 | 00 | 00 | L | Concrete Slabs on Grade | 240-50-0000-00-L | SF | YES | NO |  | 2010 | DIRECT LABOR | Active | Cast in Place Concrete Labor | Concrete Slabs on Grade |  |  |  |  | 5000 | Concrete | 24050000000L | Summary of Concrete Slabs on Grade labor costs.
24 | 0 | 0 | 50 | 10 | 00 | 00 | L | Concrete Slabs on Grade - Formwork | 240-50-1000-00-L | CY | NO | NO |  | 2010 | DIRECT LABOR | Active | Cast in Place Concrete Labor | Concrete Slabs on Grade |  |  |  |  | 5000 | Concrete | 24050100000L | Summary of Concrete Slabs on Grade - Formwork labor costs.
24 | 0 | 0 | 50 | 10 | 05 | 00 | L | Concrete Slabs on Grade - Formwork - Fab Forms | 240-50-1005-00-L | LF | NO | NO |  | 2010 | DIRECT LABOR | Active | Cast in Place Concrete Labor | Concrete Slabs on Grade |  |  |  |  | 5000 | Concrete | 24050100500L | Direct field labor for Concrete Slabs on Grade - Formwork - Fab Forms.
24 | 0 | 0 | 50 | 10 | 10 | 00 | L | Concrete Slabs on Grade - Formwork - Fab Embed Supports | 240-50-1010-00-L | CY | NO | NO |  | 2010 | DIRECT LABOR | Active | Cast in Place Concrete Labor | Concrete Slabs on Grade |  |  |  |  | 5000 | Concrete | 24050101000L | Direct field labor for Concrete Slabs on Grade - Formwork - Fab Embed Supports.
24 | 0 | 0 | 50 | 10 | 15 | 00 | L | Concrete Slabs on Grade - Formwork - Attach Form Liner | 240-50-1015-00-L | LF | NO | NO |  | 2010 | DIRECT LABOR | Active | Cast in Place Concrete Labor | Concrete Slabs on Grade |  |  |  |  | 5000 | Concrete | 24050101500L | Direct field labor for Concrete Slabs on Grade - Formwork - Attach Form Liner.
24 | 0 | 0 | 50 | 10 | 20 | 00 | L | Concrete Slabs on Grade - Formwork - Set Form | 240-50-1020-00-L | LF | NO | NO |  | 2010 | DIRECT LABOR | Active | Cast in Place Concrete Labor | Concrete Slabs on Grade |  |  |  |  | 5000 | Concrete | 24050102000L | Direct field labor for Concrete Slabs on Grade - Formwork - Set Form.
24 | 0 | 0 | 50 | 10 | 25 | 00 | L | Concrete Slabs on Grade - Formwork - Penetrations | 240-50-1025-00-L | SF | NO | NO |  | 2010 | DIRECT LABOR | Active | Cast in Place Concrete Labor | Concrete Slabs on Grade |  |  |  |  | 5000 | Concrete | 24050102500L | Direct field labor for Concrete Slabs on Grade - Formwork - Penetrations.
24 | 0 | 0 | 50 | 10 | 30 | 00 | L | Concrete Slabs on Grade - Formwork - Strip Formwork | 240-50-1030-00-L | TN | NO | NO |  | 2010 | DIRECT LABOR | Active | Cast in Place Concrete Labor | Concrete Slabs on Grade |  |  |  |  | 5000 | Concrete | 24050103000L | Direct field labor for Concrete Slabs on Grade - Formwork - Strip Formwork.
24 | 0 | 0 | 50 | 20 | 00 | 00 | L | Concrete Slabs on Grade - Re-inforcement | 240-50-2000-00-L | EA | NO | NO |  | 2010 | DIRECT LABOR | Active | Cast in Place Concrete Labor | Concrete Slabs on Grade |  |  |  |  | 5000 | Concrete | 24050200000L | Summary of Concrete Slabs on Grade - Re-inforcement labor costs.
24 | 0 | 0 | 50 | 20 | 05 | 00 | L | Concrete Slabs on Grade - Re-inforcement - Install Rebar | 240-50-2005-00-L | EA | NO | NO |  | 2010 | DIRECT LABOR | Active | Cast in Place Concrete Labor | Concrete Slabs on Grade |  |  |  |  | 5000 | Concrete | 24050200500L | Direct field labor for Concrete Slabs on Grade - Re-inforcement - Install Rebar.
24 | 0 | 0 | 50 | 20 | 10 | 00 | L | Concrete Slabs on Grade - Re-inforcement - Drill/Epoxy Dowels | 240-50-2010-00-L | SF | NO | NO |  | 2010 | DIRECT LABOR | Active | Cast in Place Concrete Labor | Concrete Slabs on Grade |  |  |  |  | 5000 | Concrete | 24050201000L | Direct field labor for Concrete Slabs on Grade - Re-inforcement - Drill/Epoxy Dowels.
24 | 0 | 0 | 50 | 30 | 00 | 00 | L | Concrete Slabs on Grade - Embeds / Anchor Bolts | 240-50-3000-00-L | SF | NO | NO |  | 2010 | DIRECT LABOR | Active | Cast in Place Concrete Labor | Concrete Slabs on Grade |  |  |  |  | 5000 | Concrete | 24050300000L | Summary of Concrete Slabs on Grade - Embeds / Anchor Bolts labor costs.
24 | 0 | 0 | 50 | 30 | 05 | 00 | L | Concrete Slabs on Grade - Embeds / Anchor Bolts - Set Embed Supports | 240-50-3005-00-L | CY | NO | NO |  | 2010 | DIRECT LABOR | Active | Cast in Place Concrete Labor | Concrete Slabs on Grade |  |  |  |  | 5000 | Concrete | 24050300500L | Direct field labor for Concrete Slabs on Grade - Embeds / Anchor Bolts - Set Embed Supports.
24 | 0 | 0 | 50 | 30 | 10 | 00 | L | Concrete Slabs on Grade - Embeds / Anchor Bolts - Set Embeds | 240-50-3010-00-L | LF | NO | NO |  | 2010 | DIRECT LABOR | Active | Cast in Place Concrete Labor | Concrete Slabs on Grade |  |  |  |  | 5000 | Concrete | 24050301000L | Direct field labor for Concrete Slabs on Grade - Embeds / Anchor Bolts - Set Embeds.
24 | 0 | 0 | 50 | 30 | 15 | 00 | L | Concrete Slabs on Grade - Embeds / Anchor Bolts - CIP Anchor Bolts | 240-50-3015-00-L | SF | NO | NO |  | 2010 | DIRECT LABOR | Active | Cast in Place Concrete Labor | Concrete Slabs on Grade |  |  |  |  | 5000 | Concrete | 24050301500L | Direct field labor for Concrete Slabs on Grade - Embeds / Anchor Bolts - CIP Anchor Bolts.
24 | 0 | 0 | 50 | 30 | 20 | 00 | L | Concrete Slabs on Grade - Embeds / Anchor Bolts - Build Anchor Bolt Template | 240-50-3020-00-L | SF | NO | NO |  | 2010 | DIRECT LABOR | Active | Cast in Place Concrete Labor | Concrete Slabs on Grade |  |  |  |  | 5000 | Concrete | 24050302000L | Direct field labor for Concrete Slabs on Grade - Embeds / Anchor Bolts - Build Anchor Bolt Template.
24 | 0 | 0 | 50 | 30 | 30 | 00 | L | Concrete Slabs on Grade - Embeds / Anchor Bolts - Post Installed Anchor Bolts | 240-50-3030-00-L | SF | NO | NO |  | 2010 | DIRECT LABOR | Active | Cast in Place Concrete Labor | Concrete Slabs on Grade |  |  |  |  | 5000 | Concrete | 24050303000L | Direct field labor for Concrete Slabs on Grade - Embeds / Anchor Bolts - Post Installed Anchor Bolts.
24 | 0 | 0 | 50 | 40 | 00 | 00 | L | Concrete Slabs on Grade - Place Concrete | 240-50-4000-00-L | SF | YES | NO |  | 2010 | DIRECT LABOR | Active | Cast in Place Concrete Labor | Concrete Slabs on Grade |  |  |  |  | 5000 | Concrete | 24050400000L | Summary of Concrete Slabs on Grade - Place Concrete labor costs.
24 | 0 | 0 | 50 | 40 | 05 | 00 | L | Smooth Trowel Finish | 240-50-4005-00-L | SF | YES | NO |  | 2010 | DIRECT LABOR | Active | Cast in Place Concrete Labor | Concrete Slabs on Grade |  |  |  |  | 5000 | Concrete | 24050400500L | Direct field labor for Smooth Trowel Finish.
24 | 0 | 0 | 50 | 40 | 10 | 00 | L | Broom Finish | 240-50-4010-00-L | SF | YES | NO |  | 2010 | DIRECT LABOR | Active | Cast in Place Concrete Labor | Concrete Slabs on Grade |  |  |  |  | 5000 | Concrete | 24050401000L | Direct field labor for Broom Finish.
24 | 0 | 0 | 50 | 45 | 00 | 00 | L | Concrete Slabs on Grade - Keyways | 240-50-4500-00-L | LF | NO | NO |  | 2010 | DIRECT LABOR | Active | Cast in Place Concrete Labor | Concrete Slabs on Grade |  |  |  |  | 5000 | Concrete | 24050450000L | Direct field labor for Concrete Slabs on Grade - Keyways. | FNDS & WALLS
24 | 0 | 0 | 50 | 48 | 00 | 00 | L | Concrete Slabs on Grade - Waterstop | 240-50-4800-00-L | LF | NO | NO |  | 2010 | DIRECT LABOR | Active | Cast in Place Concrete Labor | Concrete Slabs on Grade |  |  |  |  | 5000 | Concrete | 24050480000L | Direct field labor for Concrete Slabs on Grade - Waterstop. | FNDS & WALLS
24 | 0 | 0 | 50 | 60 | 00 | 00 | L | Concrete Slabs on Grade - Control Joints | 240-50-6000-00-L | LF | NO | NO |  | 2010 | DIRECT LABOR | Active | Cast in Place Concrete Labor | Concrete Slabs on Grade |  |  |  |  | 5000 | Concrete | 24050600000L | Summary of Concrete Slabs on Grade - Control Joints labor costs.
24 | 0 | 0 | 50 | 60 | 10 | 00 | L | Concrete Slabs on Grade - Control Joints - Construction Joints | 240-50-6010-00-L | LF | NO | NO |  | 2010 | DIRECT LABOR | Active | Cast in Place Concrete Labor | Concrete Slabs on Grade |  |  |  |  | 5000 | Concrete | 24050601000L | Direct field labor for Concrete Slabs on Grade - Control Joints - Construction Joints.
24 | 0 | 0 | 50 | 60 | 20 | 00 | L | Cast in Place Concrete Labor - Concrete Slabs on Grade - Control Joints | 240-50-6020-00-L | LF | NO | NO |  | 2010 | DIRECT LABOR | Active | Cast in Place Concrete Labor | Concrete Slabs on Grade |  |  |  |  | 5000 | Concrete | 24050602000L | Direct field labor for Cast in Place Concrete Labor - Concrete Slabs on Grade - Control Joints.
24 | 0 | 0 | 50 | 60 | 30 | 00 | L | Concrete Slabs on Grade - Control Joints - Expansion Joints | 240-50-6030-00-L | LF | NO | NO |  | 2010 | DIRECT LABOR | Active | Cast in Place Concrete Labor | Concrete Slabs on Grade |  |  |  |  | 5000 | Concrete | 24050603000L | Direct field labor for Concrete Slabs on Grade - Control Joints - Expansion Joints.
24 | 0 | 0 | 55 | 00 | 00 | 00 | L | Elevated Concrete Slabs | 240-55-0000-00-L | SF | YES | NO |  | 2010 | DIRECT LABOR | Active | Cast in Place Concrete Labor | Elevated Concrete Slabs |  |  |  |  | 5000 | Concrete | 24055000000L | Summary of Elevated Concrete Slabs labor costs.
24 | 0 | 0 | 55 | 10 | 00 | 00 | L | Elevated Concrete Slabs - Formwork | 240-55-1000-00-L | CY | YES | NO |  | 2010 | DIRECT LABOR | Active | Cast in Place Concrete Labor | Elevated Concrete Slabs |  |  |  |  | 5000 | Concrete | 24055100000L | Summary of Elevated Concrete Slabs - Formwork labor costs.
24 | 0 | 0 | 55 | 10 | 05 | 00 | L | Elevated Concrete Slabs - Formwork - Fab Forms | 240-55-1005-00-L | LF | NO | NO |  | 2010 | DIRECT LABOR | Active | Cast in Place Concrete Labor | Elevated Concrete Slabs |  |  |  |  | 5000 | Concrete | 24055100500L | Direct field labor for Elevated Concrete Slabs - Formwork - Fab Forms.
24 | 0 | 0 | 55 | 10 | 10 | 00 | L | Elevated Concrete Slabs - Formwork - Fab Embed Supports | 240-55-1010-00-L | CY | NO | NO |  | 2010 | DIRECT LABOR | Active | Cast in Place Concrete Labor | Elevated Concrete Slabs |  |  |  |  | 5000 | Concrete | 24055101000L | Direct field labor for Elevated Concrete Slabs - Formwork - Fab Embed Supports.
24 | 0 | 0 | 55 | 10 | 15 | 00 | L | Elevated Concrete Slabs - Formwork - Attach Form Liner | 240-55-1015-00-L | LF | NO | NO |  | 2010 | DIRECT LABOR | Active | Cast in Place Concrete Labor | Elevated Concrete Slabs |  |  |  |  | 5000 | Concrete | 24055101500L | Direct field labor for Elevated Concrete Slabs - Formwork - Attach Form Liner.
24 | 0 | 0 | 55 | 10 | 20 | 00 | L | Elevated Concrete Slabs - Formwork - Set Form | 240-55-1020-00-L | LF | NO | NO |  | 2010 | DIRECT LABOR | Active | Cast in Place Concrete Labor | Elevated Concrete Slabs |  |  |  |  | 5000 | Concrete | 24055102000L | Direct field labor for Elevated Concrete Slabs - Formwork - Set Form.
24 | 0 | 0 | 55 | 10 | 25 | 00 | L | Elevated Concrete Slabs - Formwork - Penetrations | 240-55-1025-00-L | SF | NO | NO |  | 2010 | DIRECT LABOR | Active | Cast in Place Concrete Labor | Elevated Concrete Slabs |  |  |  |  | 5000 | Concrete | 24055102500L | Direct field labor for Elevated Concrete Slabs - Formwork - Penetrations.
24 | 0 | 0 | 55 | 10 | 30 | 00 | L | Elevated Concrete Slabs - Formwork - Strip Formwork | 240-55-1030-00-L | TN | NO | NO |  | 2010 | DIRECT LABOR | Active | Cast in Place Concrete Labor | Elevated Concrete Slabs |  |  |  |  | 5000 | Concrete | 24055103000L | Direct field labor for Elevated Concrete Slabs - Formwork - Strip Formwork.
24 | 0 | 0 | 55 | 20 | 00 | 00 | L | Elevated Concrete Slabs - Re-inforcement | 240-55-2000-00-L | EA | YES | NO |  | 2010 | DIRECT LABOR | Active | Cast in Place Concrete Labor | Elevated Concrete Slabs |  |  |  |  | 5000 | Concrete | 24055200000L | Summary of Elevated Concrete Slabs - Re-inforcement labor costs.
24 | 0 | 0 | 55 | 20 | 05 | 00 | L | Elevated Concrete Slabs - Re-inforcement - Install Rebar | 240-55-2005-00-L | EA | NO | NO |  | 2010 | DIRECT LABOR | Active | Cast in Place Concrete Labor | Elevated Concrete Slabs |  |  |  |  | 5000 | Concrete | 24055200500L | Direct field labor for Elevated Concrete Slabs - Re-inforcement - Install Rebar.
24 | 0 | 0 | 55 | 20 | 10 | 00 | L | Elevated Concrete Slabs - Re-inforcement - Drill/Epoxy Dowels | 240-55-2010-00-L | SF | NO | NO |  | 2010 | DIRECT LABOR | Active | Cast in Place Concrete Labor | Elevated Concrete Slabs |  |  |  |  | 5000 | Concrete | 24055201000L | Direct field labor for Elevated Concrete Slabs - Re-inforcement - Drill/Epoxy Dowels.
24 | 0 | 0 | 55 | 30 | 00 | 00 | L | Elevated Concrete Slabs - Embeds / Anchor Bolts | 240-55-3000-00-L | SF | YES | NO |  | 2010 | DIRECT LABOR | Active | Cast in Place Concrete Labor | Elevated Concrete Slabs |  |  |  |  | 5000 | Concrete | 24055300000L | Summary of Elevated Concrete Slabs - Embeds / Anchor Bolts labor costs.
24 | 0 | 0 | 55 | 30 | 05 | 00 | L | Elevated Concrete Slabs - Embeds / Anchor Bolts - Set Embed Supports | 240-55-3005-00-L | CY | NO | NO |  | 2010 | DIRECT LABOR | Active | Cast in Place Concrete Labor | Elevated Concrete Slabs |  |  |  |  | 5000 | Concrete | 24055300500L | Direct field labor for Elevated Concrete Slabs - Embeds / Anchor Bolts - Set Embed Supports.
24 | 0 | 0 | 55 | 30 | 10 | 00 | L | Elevated Concrete Slabs - Embeds / Anchor Bolts - Set Embeds | 240-55-3010-00-L | LF | NO | NO |  | 2010 | DIRECT LABOR | Active | Cast in Place Concrete Labor | Elevated Concrete Slabs |  |  |  |  | 5000 | Concrete | 24055301000L | Direct field labor for Elevated Concrete Slabs - Embeds / Anchor Bolts - Set Embeds.
24 | 0 | 0 | 55 | 30 | 15 | 00 | L | Elevated Concrete Slabs - Embeds / Anchor Bolts - CIP Anchor Bolts | 240-55-3015-00-L | SF | NO | NO |  | 2010 | DIRECT LABOR | Active | Cast in Place Concrete Labor | Elevated Concrete Slabs |  |  |  |  | 5000 | Concrete | 24055301500L | Direct field labor for Elevated Concrete Slabs - Embeds / Anchor Bolts - CIP Anchor Bolts.
24 | 0 | 0 | 55 | 30 | 20 | 00 | L | Elevated Concrete Slabs - Embeds / Anchor Bolts - Build Anchor Bolt Template | 240-55-3020-00-L | SF | NO | NO |  | 2010 | DIRECT LABOR | Active | Cast in Place Concrete Labor | Elevated Concrete Slabs |  |  |  |  | 5000 | Concrete | 24055302000L | Direct field labor for Elevated Concrete Slabs - Embeds / Anchor Bolts - Build Anchor Bolt Template.
24 | 0 | 0 | 55 | 30 | 30 | 00 | L | Elevated Concrete Slabs - Embeds / Anchor Bolts - Post Installed Anchor Bolts | 240-55-3030-00-L | SF | NO | NO |  | 2010 | DIRECT LABOR | Active | Cast in Place Concrete Labor | Elevated Concrete Slabs |  |  |  |  | 5000 | Concrete | 24055303000L | Direct field labor for Elevated Concrete Slabs - Embeds / Anchor Bolts - Post Installed Anchor Bolts.
24 | 0 | 0 | 55 | 40 | 00 | 00 | L | Elevated Concrete Slabs - Place Concrete | 240-55-4000-00-L | SF | YES | NO |  | 2010 | DIRECT LABOR | Active | Cast in Place Concrete Labor | Elevated Concrete Slabs |  |  |  |  | 5000 | Concrete | 24055400000L | Direct field labor for Elevated Concrete Slabs - Place Concrete.
24 | 0 | 0 | 55 | 40 | 10 | 00 | L | Elevated Concrete Slabs - Finish Placement | 240-55-4010-00-L | SF | YES | NO |  | 2010 | DIRECT LABOR | Active | Cast in Place Concrete Labor | Elevated Concrete Slabs |  |  |  |  | 5000 | Concrete | 24055401000L | Direct field labor for Elevated Concrete Slabs - Finish Placement.
24 | 0 | 0 | 55 | 45 | 00 | 00 | L | Elevated Concrete Slabs - Keyways | 240-55-4500-00-L | LF | YES | NO |  | 2010 | DIRECT LABOR | Active | Cast in Place Concrete Labor | Elevated Concrete Slabs |  |  |  |  | 5000 | Concrete | 24055450000L | Direct field labor for Elevated Concrete Slabs - Keyways. | FNDS & WALLS
24 | 0 | 0 | 55 | 48 | 00 | 00 | L | Elevated Concrete Slabs - Waterstop | 240-55-4800-00-L | LF | YES | NO |  | 2010 | DIRECT LABOR | Active | Cast in Place Concrete Labor | Elevated Concrete Slabs |  |  |  |  | 5000 | Concrete | 24055480000L | Direct field labor for Elevated Concrete Slabs - Waterstop. | FNDS & WALLS
24 | 0 | 0 | 55 | 60 | 00 | 00 | L | Elevated Concrete Slabs - Control Joints | 240-55-6000-00-L | LF | YES | NO |  | 2010 | DIRECT LABOR | Active | Cast in Place Concrete Labor | Elevated Concrete Slabs |  |  |  |  | 5000 | Concrete | 24055600000L | Summary of Elevated Concrete Slabs - Control Joints labor costs.
24 | 0 | 0 | 55 | 60 | 10 | 00 | L | Elevated Concrete Slabs - Control Joints - Construction Joints | 240-55-6010-00-L | LF | NO | NO |  | 2010 | DIRECT LABOR | Active | Cast in Place Concrete Labor | Elevated Concrete Slabs |  |  |  |  | 5000 | Concrete | 24055601000L | Direct field labor for Elevated Concrete Slabs - Control Joints - Construction Joints.
24 | 0 | 0 | 55 | 60 | 20 | 00 | L | Cast in Place Concrete Labor - Elevated Concrete Slabs - Control Joints | 240-55-6020-00-L | LF | NO | NO |  | 2010 | DIRECT LABOR | Active | Cast in Place Concrete Labor | Elevated Concrete Slabs |  |  |  |  | 5000 | Concrete | 24055602000L | Direct field labor for Cast in Place Concrete Labor - Elevated Concrete Slabs - Control Joints.
24 | 0 | 0 | 55 | 60 | 30 | 00 | L | Elevated Concrete Slabs - Control Joints - Expansion Joints | 240-55-6030-00-L | LF | NO | NO |  | 2010 | DIRECT LABOR | Active | Cast in Place Concrete Labor | Elevated Concrete Slabs |  |  |  |  | 5000 | Concrete | 24055603000L | Direct field labor for Elevated Concrete Slabs - Control Joints - Expansion Joints.
24 | 0 | 0 | 60 | 00 | 00 | 00 | L | Moisture & Damproofing | 240-60-0000-00-L | SF | YES | NO |  | 2010 | DIRECT LABOR | Active | Cast in Place Concrete Labor | Moisture & Damproofing |  |  |  |  | 5000 | Concrete | 24060000000L | Summary of Moisture & Damproofing labor costs.
24 | 0 | 0 | 60 | 05 | 00 | 00 | L | Waterproofing | 240-60-0500-00-L | SF | YES | NO |  | 2010 | DIRECT LABOR | Active | Cast in Place Concrete Labor | Moisture & Damproofing |  |  |  |  | 5000 | Concrete | 24060050000L | Direct field labor for Waterproofing. | standalone level
24 | 0 | 0 | 60 | 10 | 00 | 00 | L | Vapor Barrier | 240-60-1000-00-L | SF | YES | NO |  | 2010 | DIRECT LABOR | Active | Cast in Place Concrete Labor | Moisture & Damproofing |  |  |  |  | 5000 | Concrete | 24060100000L | Direct field labor for Vapor Barrier. | standalone level
24 | 0 | 0 | 60 | 15 | 00 | 00 | L | Insulation | 240-60-1500-00-L | SF | YES | NO |  | 2010 | DIRECT LABOR | Active | Cast in Place Concrete Labor | Moisture & Damproofing |  |  |  |  | 5000 | Concrete | 24060150000L | Direct field labor for Insulation. | standalone level
24 | 0 | 0 | 70 | 00 | 00 | 00 | L | Curing / Weather Protection | 240-70-0000-00-L | LS | YES | NO |  | 2010 | DIRECT LABOR | Active | Cast in Place Concrete Labor | Curing / Weather Protection |  |  |  |  | 5000 | Concrete | 24070000000L | Summary of Curing / Weather Protection labor costs. | standalone level
24 | 0 | 0 | 70 | 05 | 00 | 00 | L | Curing | 240-70-0500-00-L | LS | NO | NO |  | 2010 | DIRECT LABOR | Active | Cast in Place Concrete Labor | Curing / Weather Protection |  |  |  |  | 5000 | Concrete | 24070050000L | Direct field labor for Curing.
24 | 0 | 0 | 70 | 10 | 00 | 00 | L | Weather Protection | 240-70-1000-00-L | LS | NO | NO |  | 2010 | DIRECT LABOR | Active | Cast in Place Concrete Labor | Curing / Weather Protection |  |  |  |  | 5000 | Concrete | 24070100000L | Direct field labor for Weather Protection.
25 | 0 | 0 | 00 | 00 | 00 | 00 | 0 | Precast Structures | 250-00-0000-00-0 | EA | YES | NO |  | 2010 | DIRECT LABOR | Active | Precast Structures | Summary |  |  |  |  | 5000 | Concrete | 250000000000 | Top-level summary of all Precast Structures costs. | standalone level
26 | 0 | 0 | 00 | 00 | 00 | 00 | 0 | Concrete Caissons / Piling | 260-00-0000-00-0 | EA | YES | NO |  | 2010 | DIRECT LABOR | Active | Concrete Caissons / Piling | Summary |  |  |  |  | 5000 | Concrete | 260000000000 | Top-level summary of all Concrete Caissons / Piling costs. | move end after foundations
26 | 0 | 0 | 10 | 00 | 00 | 00 | L | Drilled Caissons / Shafts | 260-10-0000-00-L | EA | YES | NO |  | 2010 | DIRECT LABOR | Active | Concrete Caissons / Piling | Drilled Caissons / Shafts |  |  |  |  | 5000 | Concrete | 26010000000L | Summary of Drilled Caissons / Shafts labor costs.
26 | 0 | 0 | 10 | 05 | 00 | 00 | L | Drilling / Excavation | 260-10-0500-00-L | CY | NO | NO |  | 2010 | DIRECT LABOR | Active | Concrete Caissons / Piling | Drilled Caissons / Shafts |  |  |  |  | 5000 | Concrete | 26010050000L | Direct field labor for Drilling / Excavation.
26 | 0 | 0 | 10 | 10 | 00 | 00 | L | Rock socket / obstruction removal | 260-10-1000-00-L | LS | NO | NO |  | 2010 | DIRECT LABOR | Active | Concrete Caissons / Piling | Drilled Caissons / Shafts |  |  |  |  | 5000 | Concrete | 26010100000L | Direct field labor for Rock socket / obstruction removal.
26 | 0 | 0 | 10 | 15 | 00 | 00 | L | Casing | 260-10-1500-00-L | LF | NO | NO |  | 2010 | DIRECT LABOR | Active | Concrete Caissons / Piling | Drilled Caissons / Shafts |  |  |  |  | 5000 | Concrete | 26010150000L | Direct field labor for Casing.
26 | 0 | 0 | 10 | 20 | 00 | 00 | L | Reinforcing | 260-10-2000-00-L | TN | YES | NO |  | 2010 | DIRECT LABOR | Active | Concrete Caissons / Piling | Drilled Caissons / Shafts |  |  |  |  | 5000 | Concrete | 26010200000L | Direct field labor for Reinforcing.
26 | 0 | 0 | 10 | 25 | 00 | 00 | L | Concrete Placement | 260-10-2500-00-L | CY | NO | NO |  | 2010 | DIRECT LABOR | Active | Concrete Caissons / Piling | Drilled Caissons / Shafts |  |  |  |  | 5000 | Concrete | 26010250000L | Direct field labor for Concrete Placement.
26 | 0 | 0 | 10 | 30 | 00 | 00 | L | Integrity Access - tubes / inspection ports | 260-10-3000-00-L | LS | NO | NO |  | 2010 | DIRECT LABOR | Active | Concrete Caissons / Piling | Drilled Caissons / Shafts |  |  |  |  | 5000 | Concrete | 26010300000L | Direct field labor for Integrity Access - tubes / inspection ports.
26 | 0 | 0 | 15 | 00 | 00 | 00 | L | Driven Pile | 260-15-0000-00-L | EA | YES | NO |  | 2010 | DIRECT LABOR | Active | Concrete Caissons / Piling | Driven Pile |  |  |  |  | 5000 | Concrete | 26015000000L | Direct field labor for Driven Pile.
26 | 0 | 0 | 20 | 00 | 00 | 00 | L | Augercast / ACIP / CFA Piles | 260-20-0000-00-L | EA | YES | NO |  | 2010 | DIRECT LABOR | Active | Concrete Caissons / Piling | Augercast / ACIP / CFA Piles |  |  |  |  | 5000 | Concrete | 26020000000L | Direct field labor for Augercast / ACIP / CFA Piles.
26 | 0 | 0 | 25 | 00 | 00 | 00 | L | Sheet Piles | 260-25-0000-00-L | EA | YES | NO |  | 2010 | DIRECT LABOR | Active | Concrete Caissons / Piling | Sheet Piles |  |  |  |  | 5000 | Concrete | 26025000000L | Direct field labor for Sheet Piles.
26 | 1 | 0 | 30 | 00 | 00 | 00 | L | Load Integrity Testing | 260-30-0000-00-L | EA | YES | NO |  | 2010 | DIRECT LABOR | Active | Concrete Caissons / Piling | Load Integrity Testing |  |  |  |  | 5000 | Concrete | 26030000000L | Summary of Load Integrity Testing labor costs.
26 | 1 | 0 | 30 | 05 | 00 | 00 | L | Indicator / test piles (sacrificial installs) | 260-30-0500-00-L | EA | NO | NO |  | 2010 | DIRECT LABOR | Active | Concrete Caissons / Piling | Load Integrity Testing |  |  |  |  | 5000 | Concrete | 26030050000L | Direct field labor for Indicator / test piles (sacrificial installs).
26 | 1 | 0 | 30 | 10 | 00 | 00 | L | Static Load Tests | 260-30-1000-00-L | LS | NO | NO |  | 2010 | DIRECT LABOR | Active | Concrete Caissons / Piling | Load Integrity Testing |  |  |  |  | 5000 | Concrete | 26030100000L | Direct field labor for Static Load Tests.
26 | 1 | 0 | 30 | 15 | 00 | 00 | L | Dynamic Testing | 260-30-1500-00-L | LS | NO | NO |  | 2010 | DIRECT LABOR | Active | Concrete Caissons / Piling | Load Integrity Testing |  |  |  |  | 5000 | Concrete | 26030150000L | Direct field labor for Dynamic Testing.
26 | 1 | 0 | 30 | 20 | 00 | 00 | L | B-directional / O-cell | 260-30-2000-00-L | LS | NO | NO |  | 2010 | DIRECT LABOR | Active | Concrete Caissons / Piling | Load Integrity Testing |  |  |  |  | 5000 | Concrete | 26030200000L | Direct field labor for B-directional / O-cell.
26 | 1 | 0 | 30 | 25 | 00 | 00 | L | CSL / thermal integrity | 260-30-2500-00-L | LS | NO | NO |  | 2010 | DIRECT LABOR | Active | Concrete Caissons / Piling | Load Integrity Testing |  |  |  |  | 5000 | Concrete | 26030250000L | Direct field labor for CSL / thermal integrity.
26 | 1 | 0 | 35 | 00 | 00 | 00 | L | Pile Caps | 260-35-0000-00-L | CY | YES | NO |  | 2010 | DIRECT LABOR | Active | Concrete Caissons / Piling | Pile Caps |  |  |  |  | 5000 | Concrete | 26035000000L | Summary of Pile Caps labor costs.
26 | 1 | 0 | 35 | 05 | 00 | 00 | L | Formwork | 260-35-0500-00-L | SF | NO | NO |  | 2010 | DIRECT LABOR | Active | Concrete Caissons / Piling | Pile Caps |  |  |  |  | 5000 | Concrete | 26035050000L | Direct field labor for Formwork.
26 | 1 | 0 | 35 | 10 | 00 | 00 | L | Re-inforcement | 260-35-1000-00-L | TN | NO | NO |  | 2010 | DIRECT LABOR | Active | Concrete Caissons / Piling | Pile Caps |  |  |  |  | 5000 | Concrete | 26035100000L | Direct field labor for Re-inforcement.
26 | 1 | 0 | 35 | 15 | 00 | 00 | L | Embeds / Anchor Bolts | 260-35-1500-00-L | EA | NO | NO |  | 2010 | DIRECT LABOR | Active | Concrete Caissons / Piling | Pile Caps |  |  |  |  | 5000 | Concrete | 26035150000L | Direct field labor for Embeds / Anchor Bolts.
26 | 1 | 0 | 35 | 20 | 00 | 00 | L | Place Concrete | 260-35-2000-00-L | CY | NO | NO |  | 2010 | DIRECT LABOR | Active | Concrete Caissons / Piling | Pile Caps |  |  |  |  | 5000 | Concrete | 26035200000L | Direct field labor for Place Concrete.
29 | 1 | 0 | 00 | 00 | 00 | 00 | 0 | Grout | 290-00-0000-00-0 | CF | NO | NO |  | 2010 | DIRECT | Active | Grout | Summary | [5 empty] | Grout | 290000000000 | Top-level summary of all Grout costs.
29 | 1 | 1 | 00 | 00 | 00 | 00 | 0 | Grout Materials | 291-00-0000-00-0 | CF | YES | YES |  | 2010 | MATERIALS | Active | Grout Materials | Summary | 03000000000I |  |  |  |  | Grout | 291000000000 | Top-level summary of all Grout Materials costs.
29 | 1 | 1 | 10 | 00 | 00 | 00 | M | Materials Epoxy Grout | 291-10-0000-00-M | CF | NO | NO |  | 2010 | MATERIALS | Active | Grout Materials | Materials Epoxy Grout |  |  |  |  | 5100 | Grout | 29110000000M | Summary of Materials Epoxy Grout material costs.
29 | 1 | 1 | 10 | 10 | 00 | 00 | M | Civil Epoxy Grout | 291-10-1000-00-M | CF | NO | NO |  | 2010 | MATERIALS | Active | Grout Materials | Materials Epoxy Grout |  |  |  |  | 5100 | Grout | 29110100000M | Material cost for Civil Epoxy Grout.
29 | 1 | 1 | 10 | 20 | 00 | 00 | M | Concrete Epoxy Grout | 291-10-2000-00-M | CF | NO | NO |  | 2010 | MATERIALS | Active | Grout Materials | Materials Epoxy Grout |  |  |  |  | 5100 | Grout | 29110200000M | Material cost for Concrete Epoxy Grout.
29 | 1 | 1 | 10 | 30 | 00 | 00 | M | Steel Epoxy Grout | 291-10-3000-00-M | CF | NO | NO |  | 2010 | MATERIALS | Active | Grout Materials | Materials Epoxy Grout |  |  |  |  | 5100 | Grout | 29110300000M | Material cost for Steel Epoxy Grout.
29 | 1 | 1 | 10 | 50 | 00 | 00 | M | Equipment Epoxy Grout | 291-10-5000-00-M | CF | NO | NO |  | 2010 | MATERIALS | Active | Grout Materials | Materials Epoxy Grout |  |  |  |  | 5100 | Grout | 29110500000M | Material cost for Equipment Epoxy Grout.
29 | 1 | 1 | 10 | 60 | 00 | 00 | M | Piping Epoxy Grout | 291-10-6000-00-M | CF | NO | NO |  | 2010 | MATERIALS | Active | Grout Materials | Materials Epoxy Grout |  |  |  |  | 5100 | Grout | 29110600000M | Material cost for Piping Epoxy Grout.
29 | 2 | 1 | 10 | 70 | 00 | 00 | M | Electrical Epoxy Grout | 291-10-7000-00-M | CF | NO | NO |  | 2010 | MATERIALS | Active | Grout Materials | Materials Epoxy Grout |  |  |  |  | 5100 | Grout | 29110700000M | Material cost for Electrical Epoxy Grout.
29 | 2 | 1 | 10 | 80 | 00 | 00 | M | Instrumentation Epoxy Grout | 291-10-8000-00-M | CF | NO | NO |  | 2010 | MATERIALS | Active | Grout Materials | Materials Epoxy Grout |  |  |  |  | 5100 | Grout | 29110800000M | Material cost for Instrumentation Epoxy Grout.
29 | 2 | 1 | 20 | 00 | 00 | 00 | M | Materials Cementitious Grout | 291-20-0000-00-M | CF | NO | NO |  | 2010 | MATERIALS | Active | Grout Materials | Materials Cementitious Grout |  |  |  |  | 5100 | Grout | 29120000000M | Summary of Materials Cementitious Grout material costs.
29 | 2 | 1 | 20 | 10 | 00 | 00 | M | Civil Cementitious Grout | 291-20-1000-00-M | CF | NO | NO |  | 2010 | MATERIALS | Active | Grout Materials | Materials Cementitious Grout |  |  |  |  | 5100 | Grout | 29120100000M | Material cost for Civil Cementitious Grout.
29 | 4 | 1 | 20 | 20 | 00 | 00 | M | Concrete Cementitious Grout | 291-20-2000-00-M | CF | NO | NO |  | 2010 | MATERIALS | Active | Grout Materials | Materials Cementitious Grout |  |  |  |  | 5100 | Grout | 29120200000M | Material cost for Concrete Cementitious Grout.
29 | 4 | 1 | 20 | 30 | 00 | 00 | M | Steel Cementitious Grout | 291-20-3000-00-M | CF | NO | NO |  | 2010 | MATERIALS | Active | Grout Materials | Materials Cementitious Grout |  |  |  |  | 5100 | Grout | 29120300000M | Material cost for Steel Cementitious Grout.
29 | 4 | 1 | 20 | 50 | 00 | 00 | M | Equipment Cementitious Grout | 291-20-5000-00-M | CF | NO | NO |  | 2010 | MATERIALS | Active | Grout Materials | Materials Cementitious Grout |  |  |  |  | 5100 | Grout | 29120500000M | Material cost for Equipment Cementitious Grout.
29 | 4 | 1 | 20 | 60 | 00 | 00 | M | Piping Cementitious Grout | 291-20-6000-00-M | CF | NO | NO |  | 2010 | MATERIALS | Active | Grout Materials | Materials Cementitious Grout |  |  |  |  | 5100 | Grout | 29120600000M | Material cost for Piping Cementitious Grout.
29 | X | 1 | 20 | 70 | 00 | 00 | M | Electrical Cementitious Grout | 291-20-7000-00-M | CF | NO | NO |  | 2010 | MATERIALS | Active | Grout Materials | Materials Cementitious Grout |  |  |  |  | 5100 | Grout | 29120700000M | Material cost for Electrical Cementitious Grout.
29 | X | 1 | 20 | 80 | 00 | 00 | M | Instrumentation Cementitious Grout | 291-20-8000-00-M | CF | NO | NO |  | 2010 | MATERIALS | Active | Grout Materials | Materials Cementitious Grout |  |  |  |  | 5100 | Grout | 29120800000M | Material cost for Instrumentation Cementitious Grout.
29 | X | 2 | 00 | 00 | 00 | 00 | 0 | Grout Field Staff | 292-00-0000-00-0 | HR | YES | YES |  | 2010 | DIRECT SUPPORT | Active | Grout Field Staff | Summary | 05200000000L |  |  |  |  | Grout | 292000000000 | Top-level summary of all Grout Field Staff costs.
29 | X | 2 | 20 | 00 | 00 | 00 | L | Grout General Foremen | 292-20-0000-00-L | HR | NO | NO |  | 2010 | DIRECT SUPPORT | Active | Grout Field Staff | Grout General Foremen |  |  |  |  | 5000 | Grout | 29220000000L | Labor cost for Grout General Foremen.
29 | X | 2 | 60 | 00 | 00 | 00 | L | Grout General Field Labor Support | 292-60-0000-00-L | HR | NO | NO |  | 2010 | DIRECT SUPPORT | Active | Grout Field Staff | Grout General Field Labor Support |  |  |  |  | 5000 | Grout | 29260000000L | Summary of Grout General Field Labor Support labor costs.
29 | X | 2 | 60 | 60 | 00 | 00 | L | Grout Safety Attendents | 292-60-6000-00-L | HR | NO | NO |  | 2010 | DIRECT SUPPORT | Active | Grout Field Staff | Grout General Field Labor Support |  |  |  |  | 5000 | Grout | 29260600000L | Labor cost for Grout Safety Attendents.
29 | X | 3 | 00 | 00 | 00 | 00 | 0 | Grout Support Services & Supplies | 293-00-0000-00-0 | TL | NO | NO |  | 2010 | DIRECT SUPPORT | Active | Grout Field Staff | Grout General Field Labor Support | [5 empty] | Grout | 293000000000 | Top-level summary of all Grout Support Services & Supplies costs.
29 | X | 3 | 10 | 00 | 00 | 00 | 0 | Small Tools & Consumables | 293-10-0000-00-0 | DL | NO | NO |  | 2010 | DIRECT SUPPORT | Active | Grout Field Staff | Grout General Field Labor Support | [5 empty] | Grout | 293100000000 | Summary of Small Tools & Consumables costs.
29 | X | 3 | 10 | 20 | 00 | 00 | O | Other Supplies | 293-10-2000-00-O | TL | NO | NO |  | 2010 | DIRECT SUPPORT | Active | Grout Field Staff | Grout General Field Labor Support |  |  |  |  | 5400 | Grout | 29310200000O | Summary of Other Supplies costs.
29 | X | 3 | 10 | 20 | 10 | 00 | O | Formwork | 293-10-2010-00-O | SF | NO | NO | Consumables | 2010 | DIRECT SUPPORT | Active | Grout Field Staff | Grout General Field Labor Support |  |  |  |  | 5400 | Grout | 29310201000O | Supply cost for Formwork.
29 | X | 4 | 00 | 00 | 00 | 00 | 0 | Grout Equipment | 294-00-0000-00-0 | DL | YES | YES |  | 2010 | DIRECT SUPPORT | Active | Grout Equipment | Summary | 05200000000L |  |  |  |  | Grout | 294000000000 | Top-level summary of all Grout Equipment costs.
29 | X | 4 | 10 | 00 | 00 | 00 | E | Grout Haskell Owned Equipment | 294-10-0000-00-E | DL | NO | NO |  | 2010 | DIRECT SUPPORT | Active | Grout Equipment | Grout Haskell Owned Equipment |  |  |  |  | 5300 | Grout | 29410000000E | Equipment cost for Grout Haskell Owned Equipment.
29 | X | 4 | 20 | 00 | 00 | 00 | E | Grout Third Party Rental Equipment | 294-20-0000-00-E | DL | NO | NO |  | 2010 | DIRECT SUPPORT | Active | Grout Equipment | Grout Third Party Rental Equipment |  |  |  |  | 5500 | Grout | 29420000000E | Equipment cost for Grout Third Party Rental Equipment.
29 | X | 4 | 50 | 00 | 00 | 00 | 0 | Grout Maintenance Lubricants & Oil | 294-50-0000-00-0 | DL | NO | NO |  | 2010 | DIRECT SUPPORT | Active | Grout Equipment | Grout Maintenance Lubricants & Oil | [5 empty] | Grout | 294500000000 | Cost of Grout Maintenance Lubricants & Oil.
29 | X | 5 | 00 | 00 | 00 | 00 | 0 | Install Grout | 295-00-0000-00-0 | CF | YES | YES |  | 2010 | DIRECT LABOR | Active | Install Grout | Summary | 05200000000L |  |  |  |  | Grout | 295000000000 | Top-level summary of all Install Grout costs.
29 | X | 5 | 10 | 00 | 00 | 00 | L | Install Epoxy Grout | 295-10-0000-00-L | CF | YES | NO |  | 2010 | DIRECT LABOR | Active | Grout Subcontracts | Install Epoxy Grout |  |  |  |  | 5000 | Grout | 29510000000L | Summary of Install Epoxy Grout labor costs.
29 | X | 5 | 10 | 10 | 00 | 00 | L | Civil Epoxy Grout | 295-10-1000-00-L | CF | NO | NO |  | 2010 | DIRECT LABOR | Active | Grout Subcontracts | Install Epoxy Grout | 05220150000L |  |  |  | 5000 | Grout | 29510100000L | Direct field labor for Civil Epoxy Grout.
29 | X | 5 | 10 | 20 | 00 | 00 | L | Concrete Epoxy Grout | 295-10-2000-00-L | CF | NO | NO |  | 2010 | DIRECT LABOR | Active | Grout Subcontracts | Install Epoxy Grout | 05255000000L |  |  |  | 5000 | Grout | 29510200000L | Summary of Concrete Epoxy Grout labor costs.
29 | X | 5 | 10 | 20 | 10 | 00 | L | Bush Hammer | 295-10-2010-00-L | SF | NO | NO |  | 2010 | DIRECT LABOR | Active | Grout Subcontracts | Install Epoxy Grout |  |  |  |  | 5000 | Grout | 29510201000L | Direct field labor for Bush Hammer.
29 | X | 5 | 10 | 20 | 20 | 00 | L | Grout Forms | 295-10-2020-00-L | LF | NO | NO |  | 2010 | DIRECT LABOR | Active | Grout Subcontracts | Install Epoxy Grout |  |  |  |  | 5000 | Grout | 29510202000L | Direct field labor for Grout Forms.
29 | X | 5 | 10 | 20 | 30 | 00 | L | Pour Grout (Non-Shrink) | 295-10-2030-00-L | CF | NO | NO |  | 2010 | DIRECT LABOR | Active | Grout Subcontracts | Install Epoxy Grout |  |  |  |  | 5000 | Grout | 29510203000L | Direct field labor for Pour Grout (Non-Shrink).
29 | X | 5 | 10 | 20 | 40 | 00 | L | Pour Grout Epoxy | 295-10-2040-00-L | CF | NO | NO |  | 2010 | DIRECT LABOR | Active | Grout Subcontracts | Install Epoxy Grout |  |  |  |  | 5000 | Grout | 29510204000L | Direct field labor for Pour Grout Epoxy.
29 | X | 5 | 10 | 20 | 50 | 00 | L | Grind Grout | 295-10-2050-00-L | LF | NO | NO |  | 2010 | DIRECT LABOR | Active | Grout Subcontracts | Install Epoxy Grout |  |  |  |  | 5000 | Grout | 29510205000L | Direct field labor for Grind Grout.
29 | 0 | 5 | 10 | 30 | 00 | 00 | L | Steel Epoxy Grout | 295-10-3000-00-L | CF | NO | NO |  | 2010 | DIRECT LABOR | Active | Grout Subcontracts | Install Epoxy Grout | 05255300000L |  |  |  | 5000 | Grout | 29510300000L | Direct field labor for Steel Epoxy Grout.
29 | 1 | 5 | 10 | 50 | 00 | 00 | L | Equipment Epoxy Grout | 295-10-5000-00-L | CF | NO | NO |  | 2010 | DIRECT LABOR | Active | Grout Subcontracts | Install Epoxy Grout | 05265000000L |  |  |  | 5000 | Grout | 29510500000L | Direct field labor for Equipment Epoxy Grout.
29 | 1 | 5 | 10 | 60 | 00 | 00 | L | Piping Epoxy Grout | 295-10-6000-00-L | CF | NO | NO |  | 2010 | DIRECT LABOR | Active | Grout Subcontracts | Install Epoxy Grout | 05265420000L |  |  |  | 5000 | Grout | 29510600000L | Direct field labor for Piping Epoxy Grout.
29 | 1 | 5 | 10 | 70 | 00 | 00 | L | Electrical Epoxy Grout | 295-10-7000-00-L | CF | NO | NO |  | 2010 | DIRECT LABOR | Active | Grout Subcontracts | Install Epoxy Grout | 05200000000L |  |  |  | 5000 | Grout | 29510700000L | Direct field labor for Electrical Epoxy Grout.
29 | 1 | 5 | 10 | 80 | 00 | 00 | L | Instrumentation Epoxy Grout | 295-10-8000-00-L | CF | NO | NO |  | 2010 | DIRECT LABOR | Active | Grout Subcontracts | Install Epoxy Grout | 05265590000L |  |  |  | 5000 | Grout | 29510800000L | Direct field labor for Instrumentation Epoxy Grout.
29 | 1 | 5 | 20 | 00 | 00 | 00 | L | Install Cementitious Grout | 295-20-0000-00-L | CF | YES | NO |  | 2010 | DIRECT LABOR | Active | Grout Subcontracts | Install Cementitious Grout | 05220100000L |  |  |  | 5000 | Grout | 29520000000L | Summary of Install Cementitious Grout labor costs.
29 | 1 | 5 | 20 | 10 | 00 | 00 | L | Civil Cementitious Grout | 295-20-1000-00-L | CF | NO | NO |  | 2010 | DIRECT LABOR | Active | Grout Subcontracts | Install Cementitious Grout | 05220150000L |  |  |  | 5000 | Grout | 29520100000L | Direct field labor for Civil Cementitious Grout.
29 | 1 | 5 | 20 | 20 | 00 | 00 | L | Concrete Cementitious Grout | 295-20-2000-00-L | CF | NO | NO |  | 2010 | DIRECT LABOR | Active | Grout Subcontracts | Install Cementitious Grout | 05255000000L |  |  |  | 5000 | Grout | 29520200000L | Direct field labor for Concrete Cementitious Grout.
29 | 2 | 5 | 20 | 30 | 00 | 00 | L | Steel Cementitious Grout | 295-20-3000-00-L | CF | NO | NO |  | 2010 | DIRECT LABOR | Active | Grout Subcontracts | Install Cementitious Grout | 05255300000L |  |  |  | 5000 | Grout | 29520300000L | Direct field labor for Steel Cementitious Grout.
29 | 2 | 5 | 20 | 50 | 00 | 00 | L | Equipment Cementitious Grout | 295-20-5000-00-L | CF | NO | NO |  | 2010 | DIRECT LABOR | Active | Grout Subcontracts | Install Cementitious Grout | 05265000000L |  |  |  | 5000 | Grout | 29520500000L | Direct field labor for Equipment Cementitious Grout.
29 | 2 | 5 | 20 | 60 | 00 | 00 | L | Piping Cementitious Grout | 295-20-6000-00-L | CF | NO | NO |  | 2010 | DIRECT LABOR | Active | Grout Subcontracts | Install Cementitious Grout | 05265420000L |  |  |  | 5000 | Grout | 29520600000L | Direct field labor for Piping Cementitious Grout.
29 | 2 | 5 | 20 | 70 | 00 | 00 | L | Electrical Cementitious Grout | 295-20-7000-00-L | CF | NO | NO |  | 2010 | DIRECT LABOR | Active | Grout Subcontracts | Install Cementitious Grout | 05200000000L |  |  |  | 5000 | Grout | 29520700000L | Direct field labor for Electrical Cementitious Grout.
29 | 2 | 5 | 20 | 80 | 00 | 00 | L | Instrumentation Cementitious Grout | 295-20-8000-00-L | CF | NO | NO |  | 2010 | DIRECT LABOR | Active | Grout Subcontracts | Install Cementitious Grout | 05265590000L |  |  |  | 5000 | Grout | 29520800000L | Direct field labor for Instrumentation Cementitious Grout.
30 | 2 | 0 | 00 | 00 | 00 | 00 | 0 | Structural Steel Shop Fabrication | 300-00-0000-00-0 | LS | NO | NO |  | 2030 | DIRECT | Active | Structural Steel | Summary | [5 empty] | Fabricate Steel | 300000000000 | Top-level summary of all Structural Steel costs.
30 | 2 | 1 | 00 | 00 | 00 | 00 | 0 | Structural Steel Shop Materials | 301-00-0000-00-0 | LS | YES | YES | Bulks | 2030 | MATERIALS | Active | Structural Steel Shop Materials | Summary | 03000000000I |  |  |  |  | Fabricate Steel | 301000000000 | Top-level summary of all Structural Steel Shop Materials costs.
30 | 2 | 1 | 10 | 00 | 00 | 00 | M | Structural Steel | 301-10-0000-00-M | TN | NO | NO | Bulks | 2030 | MATERIALS | Active | Structural Steel Shop Materials | Structural Steel |  |  |  |  | 5100 | Fabricate Steel | 30110000000M | Material cost for Structural Steel.
30 | 2 | 1 | 15 | 00 | 00 | 00 | M | Non-Structural Steel | 301-15-0000-00-M | TN | NO | NO | Bulks | 2030 | MATERIALS | Active | Structural Steel Shop Materials | Miscellaneous Steel |  |  |  |  | 5100 | Fabricate Steel | 30115000000M | Material cost for Non-Structural Steel.
30 | 2 | 1 | 20 | 00 | 00 | 00 | M | Grating and Decking | 301-20-0000-00-M | SF | NO | NO | Bulks | 2030 | MATERIALS | Active | Structural Steel Shop Materials | Grating and Decking |  |  |  |  | 5100 | Fabricate Steel | 30120000000M | Material cost for Grating and Decking.
30 | 2 | 1 | 25 | 00 | 00 | 00 | M | Steel Plate | 301-25-0000-00-M | SF | NO | NO | Bulks | 2030 | MATERIALS | Active | Structural Steel Shop Materials | Steel Plate |  |  |  |  | 5100 | Fabricate Steel | 30125000000M | Material cost for Steel Plate.
30 | 2 | 1 | 30 | 00 | 00 | 00 | M | Hardware | 301-30-0000-00-M | LS | NO | NO | Bulks | 2030 | MATERIALS | Active | Structural Steel Shop Materials | Hardware |  |  |  |  | 5100 | Fabricate Steel | 30130000000M | Material cost for Hardware.
30 | 2 | 1 | 35 | 00 | 00 | 00 | M | Specialties | 301-35-0000-00-M | LS | NO | NO | Bulks | 2030 | MATERIALS | Active | Structural Steel Shop Materials | Specialties |  |  |  |  | 5100 | Fabricate Steel | 30135000000M | Material cost for Specialties.
30 | 3 | 2 | 00 | 00 | 00 | 00 | 0 | Structural Steel Shop Staff | 302-00-0000-00-0 | LS | YES | YES |  | 2030 | DIRECT SUPPORT | Active | Structural Steel Shop Staff | Summary | 05200000000L |  |  |  |  | Fabricate Steel | 302000000000 | Top-level summary of all Structural Steel Shop Staff costs.
30 | 3 | 2 | 10 | 00 | 00 | 00 | L | Structural Steel Shop Management | 302-10-0000-00-L | HR | NO | NO |  | 2030 | DIRECT SUPPORT | Active | Structural Steel Shop Staff | Structural Steel Shop Management | 05220000000L |  |  |  | 5000 | Fabricate Steel | 30210000000L | Labor cost for Structural Steel Shop Management.
30 | 3 | 2 | 15 | 00 | 00 | 00 | L | Structural Steel Shop Superintendents | 302-15-0000-00-L | HR | NO | NO |  | 2030 | DIRECT SUPPORT | Active | Structural Steel Shop Staff | Structural Steel Shop Superintendents | 05220000000L |  |  |  | 5000 | Fabricate Steel | 30215000000L | Summary of Structural Steel Shop Superintendents labor costs.
30 | 3 | 2 | 15 | 35 | 00 | 00 | L | Superintendents - Structural Steel Shop | 302-15-3500-00-L | EA | NO | NO |  | 2030 | DIRECT SUPPORT | Active | Structural Steel Shop Staff | Structural Steel Shop Superintendents |  |  |  |  | 5000 | Fabricate Steel | 30215350000L | Labor cost for Superintendents - Structural Steel Shop.
30 | 3 | 2 | 20 | 00 | 00 | 00 | L | Structural Steel Shop General Foremen | 302-20-0000-00-L | HR | NO | NO |  | 2030 | DIRECT SUPPORT | Active | Structural Steel Shop Staff | Structural Steel Shop General Foremen | 05250000000L |  |  |  | 5000 | Fabricate Steel | 30220000000L | Summary of Structural Steel Shop General Foremen labor costs.
30 | 3 | 2 | 20 | 20 | 00 | 00 | L | Structural Steel Shop - General Foremen - Ironworker | 302-20-2000-00-L | HR | NO | NO |  | 2030 | DIRECT SUPPORT | Active | Structural Steel Shop Staff | Structural Steel Shop General Foremen | 05250000000L |  |  |  | 5000 | Fabricate Steel | 30220200000L | Labor cost for Structural Steel Shop - General Foremen - Ironworker.
30 | 3 | 2 | 25 | 00 | 00 | 00 | L | Structural Steel Shop Administration | 302-25-0000-00-L | HR | NO | NO |  | 2030 | DIRECT SUPPORT | Active | Structural Steel Shop Staff | Structural Steel Shop Administration | 05255000000L |  |  |  | 5000 | Fabricate Steel | 30225000000L | Summary of Structural Steel Shop Administration labor costs.
30 | 3 | 2 | 25 | 10 | 00 | 00 | L | Structural Steel Shop - Office Manager | 302-25-1000-00-L | HR | NO | NO |  | 2030 | DIRECT SUPPORT | Active | Structural Steel Shop Staff | Structural Steel Shop Administration | 05255300000L |  |  |  | 5000 | Fabricate Steel | 30225100000L | Labor cost for Structural Steel Shop - Office Manager.
30 | 3 | 2 | 25 | 20 | 00 | 00 | L | Structural Steel Shop - Clerical | 302-25-2000-00-L | HR | NO | NO |  | 2030 | DIRECT SUPPORT | Active | Structural Steel Shop Staff | Structural Steel Shop Administration | 05260000000L |  |  |  | 5000 | Fabricate Steel | 30225200000L | Labor cost for Structural Steel Shop - Clerical.
30 | 3 | 2 | 30 | 00 | 00 | 00 | L | Structural Steel Shop Procurement/Subcontract | 302-30-0000-00-L | LS | NO | NO |  | 2030 | DIRECT SUPPORT | Active | Structural Steel Shop Staff | Structural Steel Shop Procurement/Subcontract | 05285000000O |  |  |  | 5000 | Fabricate Steel | 30230000000L | Summary of Structural Steel Shop Procurement/Subcontract labor costs.
30 | 3 | 2 | 30 | 10 | 00 | 00 | L | Structural Steel Shop - Procurement Manager | 302-30-1000-00-L | LS | NO | NO |  | 2030 | DIRECT SUPPORT | Active | Structural Steel Shop Staff | Structural Steel Shop Procurement/Subcontract | 05290000000O |  |  |  | 5000 | Fabricate Steel | 30230100000L | Labor cost for Structural Steel Shop - Procurement Manager.
30 | 4 | 2 | 50 | 00 | 00 | 00 | 0 | Structural Steel Shop Quality | 302-50-0000-00-0 | LS | NO | NO |  | 2030 | DIRECT SUPPORT | Active | Structural Steel Shop Staff | Structural Steel Shop Quality | 05295000000O |  |  |  |  | Fabricate Steel | 302500000000 | Cost of Structural Steel Shop Quality.
30 | 4 | 2 | 55 | 00 | 00 | 00 | L | Structural Steel Shop Material Control | 302-55-0000-00-L | LS | NO | NO |  | 2030 | DIRECT SUPPORT | Active | Structural Steel Shop Staff | Structural Steel Shop Material Control | 05295000000O |  |  |  | 5000 | Fabricate Steel | 30255000000L | Labor cost for Structural Steel Shop Material Control.
30 | 4 | 3 | 00 | 00 | 00 | 00 | 0 | Structural Steel Shop Field Support Services & Supplies | 303-00-0000-00-0 | LS | YES | YES |  | 2030 | DIRECT SUPPORT | Active | Structural Steel Shop Field Support Services & Supplies | Summary | 05200000000L |  |  |  |  | Fabricate Steel | 303000000000 | Top-level summary of all Structural Steel Shop Field Support Services & Supplies costs.
30 | 4 | 3 | 10 | 00 | 00 | 00 | 0 | Structural Steel Shop Small Tools & Consumables | 303-10-0000-00-0 | LS | NO | NO |  | 2030 | DIRECT SUPPORT | Active | Structural Steel Shop Field Support Services & Supplies | Structural Steel Shop Small Tools & Consumables | 05295000000O |  |  |  |  | Fabricate Steel | 303100000000 | Summary of Structural Steel Shop Small Tools & Consumables costs.
30 | 4 | 3 | 10 | 05 | 00 | 00 | O | Structural Steel Shop - Small Tools | 303-10-0500-00-O | LS | NO | NO |  | 2030 | DIRECT SUPPORT | Active | Structural Steel Shop Field Support Services & Supplies | Structural Steel Shop Small Tools & Consumables | 05290000000O |  |  |  | 5400 | Fabricate Steel | 30310050000O | Cost of Structural Steel Small Tools.
30 | 4 | 3 | 10 | 10 | 00 | 00 | M | Structural Steel Shop - Consumables (used one time) | 303-10-1000-00-M | LS | NO | NO |  | 2030 | DIRECT SUPPORT | Active | Structural Steel Shop Field Support Services & Supplies | Structural Steel Shop Small Tools & Consumables | 05290000000O |  |  |  | 5100 | Fabricate Steel | 30310100000M | Material cost for Structural Steel Shop - Consumables (used one time).
30 | 7 | 3 | 10 | 15 | 00 | 00 | O | Structural Steel Shop - Safety Supplies | 303-10-1500-00-O | LS | NO | NO |  | 2030 | DIRECT SUPPORT | Active | Structural Steel Shop Field Support Services & Supplies | Structural Steel Shop Small Tools & Consumables | 05290000000O |  |  |  | 5400 | Fabricate Steel | 30310150000O | Cost of Structural Steel Shop - Safety Supplies.
30 | 7 | 3 | 10 | 20 | 00 | 00 | O | Structural Steel Shop - Other Supplies | 303-10-2000-00-O | LS | NO | NO |  | 2030 | DIRECT SUPPORT | Active | Structural Steel Shop Field Support Services & Supplies | Structural Steel Shop Small Tools & Consumables | 05290000000O |  |  |  | 5400 | Fabricate Steel | 30310200000O | Cost of Structural Steel Shop - Other Supplies.
30 | 7 | 3 | 20 | 00 | 00 | 00 | O | Structural Steel Shop Site Services | 303-20-0000-00-O | LS | NO | NO |  | 2030 | DIRECT SUPPORT | Active | Structural Steel Shop Field Support Services & Supplies | Structural Steel Shop Site Services | 05295000000O |  |  |  | 5400 | Fabricate Steel | 30320000000O | Summary of Structural Steel Shop Site Services costs.
30 | 9 | 3 | 20 | 50 | 00 | 00 | O | Structural Steel Shop - Freight/Shipping/Mail | 303-20-5000-00-O | LS | NO | NO |  | 2030 | DIRECT SUPPORT | Active | Structural Steel Shop Field Support Services & Supplies | Structural Steel Shop Site Services | 05290000000O |  |  |  | 5400 | Fabricate Steel | 30320500000O | Summary of Structural Steel Shop - Freight/Shipping/Mail costs.
30 | 0 | 3 | 20 | 50 | 15 | 00 | O | Structural Steel Shop - Ground Freight | 303-20-5015-00-O | LS | NO | NO |  | 2030 | DIRECT SUPPORT | Active | Structural Steel Shop Field Support Services & Supplies | Structural Steel Shop Site Services | 05290000000O |  |  |  | 5400 | Fabricate Steel | 30320501500O | Cost of Structural Steel Shop - Ground Freight.
30 | 0 | 3 | 20 | 50 | 20 | 00 | O | Structural Steel Shop - Air Freight | 303-20-5020-00-O | LS | NO | NO |  | 2030 | DIRECT SUPPORT | Active | Structural Steel Shop Field Support Services & Supplies | Structural Steel Shop Site Services | 05290000000O |  |  |  | 5400 | Fabricate Steel | 30320502000O | Cost of Structural Steel Shop - Air Freight.
30 | 0 | 3 | 20 | 50 | 25 | 00 | O | Structural Steel Shop - Ocean Freight | 303-20-5025-00-O | LS | NO | NO |  | 2030 | DIRECT SUPPORT | Active | Structural Steel Shop Field Support Services & Supplies | Structural Steel Shop Site Services | 05290000000O |  |  |  | 5400 | Fabricate Steel | 30320502500O | Cost of Structural Steel Shop - Ocean Freight.
30 | 0 | 4 | 00 | 00 | 00 | 00 | 0 | Structural Steel Shop Equipment | 304-00-0000-00-0 | LS | YES | YES |  | 2030 | DIRECT SUPPORT | Active | Structural Steel Shop Equipment | Summary | 05200000000L |  |  |  |  | Fabricate Steel | 304000000000 | Top-level summary of all Structural Steel Shop Equipment costs.
30 | 0 | 4 | 10 | 00 | 00 | 00 | E | Structural Steel Shop Haskell Owned Equipment | 304-10-0000-00-E | LS | NO | NO |  | 2030 | DIRECT SUPPORT | Active | Structural Steel Shop Equipment | Structural Steel Shop Haskell Owned Equipment | 05295000000O |  |  |  | 5300 | Fabricate Steel | 30410000000E | Summary of Structural Steel Shop Haskell Owned Equipment costs.
30 | 0 | 4 | 10 | 40 | 00 | 00 | E | Structural Steel Shop - Cranes | 304-10-4000-00-E | LS | NO | NO |  | 2030 | DIRECT SUPPORT | Active | Structural Steel Shop Equipment | Structural Steel Shop Haskell Owned Equipment | 05290000000O |  |  |  | 5300 | Fabricate Steel | 30410400000E | Equipment cost for Structural Steel Shop - Cranes.
30 | 0 | 4 | 20 | 00 | 00 | 00 | E | Structural Steel Shop Third Party Rental Equipment | 304-20-0000-00-E | LS | NO | NO |  | 2030 | DIRECT SUPPORT | Active | Structural Steel Shop Equipment | Structural Steel Shop Third Party Rental Equipment | 05295000000O |  |  |  | 5500 | Fabricate Steel | 30420000000E | Summary of Structural Steel Shop Third Party Rental Equipment costs.
30 | 0 | 4 | 20 | 40 | 00 | 00 | E | Structural Steel Shop - Third Party Cranes | 304-20-4000-00-E | LS | NO | NO |  | 2030 | DIRECT SUPPORT | Active | Structural Steel Shop Equipment | Structural Steel Shop Third Party Rental Equipment | 05290000000O |  |  |  | 5300 | Fabricate Steel | 30420400000E | Equipment cost for Structural Steel Shop - Third Party Cranes.
30 | 0 | 4 | 50 | 00 | 00 | 00 | 0 | Structural Steel Shop Maintenance Lubricants & Oil | 304-50-0000-00-0 | LS | NO | NO |  | 2030 | DIRECT SUPPORT | Active | Structural Steel Shop Equipment | Structural Steel Shop Maintenance Lubricants & Oil | 05295000000O |  |  |  |  | Fabricate Steel | 304500000000 | Cost of Structural Steel Shop Maintenance Lubricants & Oil.
30 | 0 | 7 | 00 | 00 | 00 | 00 | 0 | Structural Steel Shop Training & Expenses | 307-00-0000-00-0 | LS | YES | YES |  | 2030 | DIRECT LABOR | Active | Structural Steel Shop Training & Expenses | Summary | 05200000000L |  |  |  |  | Fabricate Steel | 307000000000 | Top-level summary of all Structural Steel Shop Training & Expenses costs.
30 | 0 | 7 | 10 | 00 | 00 | 00 | 0 | Structural Steel Shop Training & Onboarding | 307-10-0000-00-0 | LS | NO | NO |  | 2030 | DIRECT LABOR | Active | Structural Steel Shop Training & Expenses | Structural Steel Shop Training & Onboarding | 05295000000O |  |  |  |  | Fabricate Steel | 307100000000 | Cost of Structural Steel Shop Training & Onboarding.
30 | 0 | 7 | 50 | 00 | 00 | 00 | L | Structural Steel Shop Work Gap Allowance | 307-50-0000-00-L | LS | NO | NO |  | 2030 | DIRECT LABOR | Active | Structural Steel Shop Training & Expenses | Structural Steel Shop Work Gap Allowance | 05295000000O |  |  |  | 5000 | Fabricate Steel | 30750000000L | Labor cost for Structural Steel Shop Work Gap Allowance.
30 | 0 | 9 | 00 | 00 | 00 | 00 | 0 | Steel Shop Testing & Services | 309-00-0000-00-0 | LF | YES | YES |  | 2030 | DIRECT LABOR | Active | Steel Shop Testing & Services | Summary | 608000000000 |  |  |  |  | Fabricate Steel | 309000000000 | Top-level summary of all Steel Shop Testing & Services costs.
31 | 1 | 0 | 00 | 00 | 00 | 00 | 0 | Structural Shop Fabrication Labor | 310-00-0000-00-0 | TN | YES | YES |  | 2030 | DIRECT LABOR | Active | Structural Shop Fabrication Labor | Summary | [5 empty] | Fabricate Steel | 310000000000 | Top-level summary of all Structural Shop Fabrication Labor costs.
31 | 1 | 0 | 10 | 00 | 00 | 00 | L | Fabricate Steel | 310-10-0000-00-L | TN | NO | NO |  | 2030 | DIRECT LABOR | Active | Structural Shop Fabrication Labor | Fabricate Steel |  |  |  |  | 5000 | Fabricate Steel | 31010000000L | Summary of Fabricate Steel labor costs.
31 | 1 | 0 | 10 | 10 | 00 | 00 | L | Fabricate Module Steel | 310-10-1000-00-L | TN | NO | NO |  | 2030 | DIRECT LABOR | Active | Structural Shop Fabrication Labor | Fabricate Steel |  |  |  |  | 5000 | Fabricate Steel | 31010100000L | Direct field labor for Fabricate Module Steel.
31 | 2 | 0 | 10 | 15 | 00 | 00 | L | Fabricate Pipe Racks & Sleepers | 310-10-1500-00-L | TN | NO | NO |  | 2030 | DIRECT LABOR | Active | Structural Shop Fabrication Labor | Fabricate Steel |  |  |  |  | 5000 | Fabricate Steel | 31010150000L | Direct field labor for Fabricate Pipe Racks & Sleepers.
31 | 2 | 0 | 10 | 20 | 00 | 00 | L | Fabricate Pipe Supports | 310-10-2000-00-L | TN | NO | NO |  | 2030 | DIRECT LABOR | Active | Structural Shop Fabrication Labor | Fabricate Steel |  |  |  |  | 5000 | Fabricate Steel | 31010200000L | Direct field labor for Fabricate Pipe Supports.
31 | 2 | 0 | 10 | 25 | 00 | 00 | L | Fabricate Platforms | 310-10-2500-00-L | TN | NO | NO |  | 2030 | DIRECT LABOR | Active | Structural Shop Fabrication Labor | Fabricate Steel |  |  |  |  | 5000 | Fabricate Steel | 31010250000L | Direct field labor for Fabricate Platforms.
31 | 2 | 0 | 10 | 30 | 00 | 00 | L | Fabricate Handrail | 310-10-3000-00-L | LF | NO | NO |  | 2030 | DIRECT LABOR | Active | Structural Shop Fabrication Labor | Fabricate Steel |  |  |  |  | 5000 | Fabricate Steel | 31010300000L | Direct field labor for Fabricate Handrail.
31 | 0 | 0 | 10 | 35 | 00 | 00 | L | Fabricate Toe-plate | 310-10-3500-00-L | LF | NO | NO |  | 2030 | DIRECT LABOR | Active | Structural Shop Fabrication Labor | Fabricate Steel |  |  |  |  | 5000 | Fabricate Steel | 31010350000L | Direct field labor for Fabricate Toe-plate.
31 | 1 | 0 | 10 | 40 | 00 | 00 | L | Fabricate Ladders & Cages | 310-10-4000-00-L | EA | NO | NO |  | 2030 | DIRECT LABOR | Active | Structural Shop Fabrication Labor | Fabricate Steel |  |  |  |  | 5000 | Fabricate Steel | 31010400000L | Direct field labor for Fabricate Ladders & Cages.
31 | 1 | 0 | 10 | 45 | 00 | 00 | L | Fabricate Stair Treads | 310-10-4500-00-L | EA | NO | NO |  | 2030 | DIRECT LABOR | Active | Structural Shop Fabrication Labor | Fabricate Steel |  |  |  |  | 5000 | Fabricate Steel | 31010450000L | Direct field labor for Fabricate Stair Treads.
31 | 1 | 0 | 10 | 50 | 00 | 00 | L | Fabricate Safety Gates | 310-10-5000-00-L | EA | NO | NO |  | 2030 | DIRECT LABOR | Active | Structural Shop Fabrication Labor | Fabricate Steel |  |  |  |  | 5000 | Fabricate Steel | 31010500000L | Direct field labor for Fabricate Safety Gates.
31 | 1 | 0 | 10 | 55 | 00 | 00 | L | Fabricate Grating | 310-10-5500-00-L | SF | NO | NO |  | 2030 | DIRECT LABOR | Active | Structural Shop Fabrication Labor | Fabricate Steel |  |  |  |  | 5000 | Fabricate Steel | 31010550000L | Direct field labor for Fabricate Grating.
31 | 1 | 0 | 10 | 60 | 00 | 00 | L | Fabricate Checkered Plate | 310-10-6000-00-L | SF | NO | NO |  | 2030 | DIRECT LABOR | Active | Structural Shop Fabrication Labor | Fabricate Steel |  |  |  |  | 5000 | Fabricate Steel | 31010600000L | Direct field labor for Fabricate Checkered Plate.
31 | 1 | 1 | 00 | 00 | 00 | 00 | 0 | Steel Shop Laser | 311-00-0000-00-0 | LS | YES | YES |  | 2031 | DIRECT LABOR | Active | Steel Shop Laser | Summary | [5 empty] | Fabricate Steel | 311000000000 | Top-level summary of all Steel Shop Laser costs.
31 | 1 | 1 | 10 | 00 | 00 | 00 | M | Laser Materials | 311-10-0000-00-M | LS | NO | NO |  | 2031 | DIRECT LABOR | Active | Steel Shop Laser | Laser Materials |  |  |  |  | 5100 | Fabricate Steel | 31110000000M | Material cost for Laser Materials.
31 | 1 | 1 | 20 | 00 | 00 | 00 | E | Laser Equipment | 311-20-0000-00-E | LS | NO | NO |  | 2031 | DIRECT LABOR | Active | Steel Shop Laser | Laser Equipment |  |  |  |  | 5300 | Fabricate Steel | 31120000000E | Equipment cost for Laser Equipment.
31 | 1 | 2 | 00 | 00 | 00 | 00 | 0 | Structural Steel Shop Coatings | 312-00-0000-00-0 | SF | YES | YES |  | 2030 | DIRECT LABOR | Active | Structural Steel Shop Coatings | Summary | [5 empty] | Fabricate Steel | 312000000000 | Top-level summary of all Structural Steel Shop Coatings costs.
31 | 1 | 2 | 30 | 00 | 00 | 00 | S | Structural Steel Shop Coatings | 312-30-0000-00-S | SF | NO | NO |  | 2030 | DIRECT LABOR | Active | Structural Steel Shop Coatings | Structural Steel Shop Coatings |  |  |  |  | 5200 | Fabricate Steel | 31230000000S | Summary of subcontracted Structural Steel Shop Coatings costs.
31 | 1 | 2 | 30 | 10 | 00 | 00 | S | Shop Painting | 312-30-1000-00-S | SF | NO | NO |  | 2030 | DIRECT LABOR | Active | Structural Steel Shop Coatings | Structural Steel Shop Coatings |  |  |  |  | 5200 | Fabricate Steel | 31230100000S | Cost of subcontracted Shop Painting work.
31 | 1 | 2 | 30 | 20 | 00 | 00 | S | Shop Galvanizing | 312-30-2000-00-S | SF | NO | NO |  | 2030 | DIRECT LABOR | Active | Structural Steel Shop Coatings | Structural Steel Shop Coatings |  |  |  |  | 5200 | Fabricate Steel | 31230200000S | Cost of subcontracted Shop Galvanizing work.
33 | 2 | 0 | 00 | 00 | 00 | 00 | 0 | Structural Steel Erection | 330-00-0000-00-0 | LS | NO | NO |  | 2010 | DIRECT | Active | Structural Steel | Summary | [5 empty] | Structural Steel | 330000000000 | Top-level summary of all Structural Steel Erection costs.
33 | 2 | 1 | 00 | 00 | 00 | 00 | 0 | Structural Steel Field Materials | 331-00-0000-00-0 | TN | YES | YES |  | 2010 | MATERIALS | Active | Structural Steel Field Materials | Summary | 03000000000I |  |  |  |  | Structural Steel | 331000000000 | Top-level summary of all Structural Steel Field Materials costs.
33 | 2 | 1 | 10 | 00 | 00 | 00 | M | Non-Structural Steel | 331-10-0000-00-M | LS | NO | NO | Bulks | 2010 | MATERIALS | Active | Structural Steel Field Materials | Non-Structural Steel | 03000000000I |  |  |  | 5100 | Structural Steel | 33110000000M | Summary of Non-Structural Steel material costs.
33 | 2 | 1 | 10 | 10 | 00 | 00 | M | Mat: Handrail | 331-10-1000-00-M | LF | NO | NO | Bulks | 2010 | MATERIALS | Active | Structural Steel Field Materials | Non-Structural Steel | 03000000000I |  |  |  | 5100 | Structural Steel | 33110100000M | Material cost for Handrail.
33 | 4 | 1 | 10 | 20 | 00 | 00 | M | Mat: Toe-plate | 331-10-2000-00-M | LF | NO | NO | Bulks | 2010 | MATERIALS | Active | Structural Steel Field Materials | Non-Structural Steel | 03000000000I |  |  |  | 5100 | Structural Steel | 33110200000M | Material cost for Toe-plate.
33 | 4 | 1 | 10 | 30 | 00 | 00 | M | Mat: Ladders & Cages | 331-10-3000-00-M | EA | NO | NO | Bulks | 2010 | MATERIALS | Active | Structural Steel Field Materials | Non-Structural Steel | 03000000000I |  |  |  | 5100 | Structural Steel | 33110300000M | Material cost for Ladders & Cages.
33 | 4 | 1 | 10 | 40 | 00 | 00 | M | Mat: Safety Gates | 331-10-4000-00-M | EA | NO | NO | Bulks | 2010 | MATERIALS | Active | Structural Steel Field Materials | Non-Structural Steel | 03000000000I |  |  |  | 5100 | Structural Steel | 33110400000M | Material cost for Safety Gates.
33 | 4 | 1 | 20 | 00 | 00 | 00 | M | Decking | 331-20-0000-00-M | SF | NO | NO | Bulks | 2010 | MATERIALS | Active | Structural Steel Field Materials | Decking | 03000000000I |  |  |  | 5100 | Structural Steel | 33120000000M | Summary of Decking material costs.
33 | 9 | 1 | 20 | 10 | 00 | 00 | M | Mat: Grating | 331-20-1000-00-M | SF | NO | NO | Bulks | 2010 | MATERIALS | Active | Structural Steel Field Materials | Decking | 03000000000I |  |  |  | 5100 | Structural Steel | 33120100000M | Material cost for Grating.
33 | 0 | 1 | 20 | 20 | 00 | 00 | M | Mat: Checkered Plate | 331-20-2000-00-M | SF | NO | NO | Bulks | 2010 | MATERIALS | Active | Structural Steel Field Materials | Decking | 03000000000I |  |  |  | 5100 | Structural Steel | 33120200000M | Material cost for Checkered Plate.
33 | 0 | 1 | 20 | 30 | 00 | 00 | M | Mat: Q Deck | 331-20-3000-00-M | SF | NO | NO | Bulks | 2010 | MATERIALS | Active | Structural Steel Field Materials | Decking | 03000000000I |  |  |  | 5100 | Structural Steel | 33120300000M | Material cost for Q Deck.
33 | 0 | 1 | 90 | 00 | 00 | 00 | M | Mat: Hardware | 331-90-0000-00-M | SF | NO | NO | Bulks | 2010 | MATERIALS | Active | Structural Steel Field Materials | Mat: Hardware | 03000000000I |  |  |  | 5100 | Structural Steel | 33190000000M | Material cost for Hardware.
33 | 0 | 1 | 95 | 00 | 00 | 00 | M | Mat: Fastener | 331-95-0000-00-M | SF | NO | NO | Bulks | 2010 | MATERIALS | Active | Structural Steel Field Materials | Mat: Fastener | 03000000000I |  |  |  | 5100 | Structural Steel | 33195000000M | Material cost for Fastener.
33 | 0 | 2 | 00 | 00 | 00 | 00 | 0 | Structural Steel Field Staff | 332-00-0000-00-0 | LS | YES | YES |  | 2010 | DIRECT SUPPORT | Active | Structural Steel Field Staff | Summary | 05200000000L |  |  |  |  | Structural Steel | 332000000000 | Top-level summary of all Structural Steel Field Staff costs.
33 | 0 | 2 | 20 | 00 | 00 | 00 | L | Structural Steel General Foreman | 332-20-0000-00-L | HR | NO | NO |  | 2010 | DIRECT SUPPORT | Active | Structural Steel Field Staff | Structural Steel General Foreman | 05220000000L |  |  |  | 5000 | Structural Steel | 33220000000L | Summary of Structural Steel General Foreman labor costs.
33 | 0 | 2 | 55 | 00 | 00 | 00 | L | Structural Steel Material Control | 332-55-0000-00-L | [13 empty] | 5000 |  | 33255000000L | Summary of Structural Steel Material Control labor costs.
33 | 0 | 2 | 60 | 00 | 00 | 00 | L | Structural Steel General Field Labor Support | 332-60-0000-00-L | HR | NO | NO |  | 2010 | DIRECT SUPPORT | Active | Structural Steel Field Staff | Structural Steel General Field Labor Support | 05250000000L |  |  |  | 5000 | Structural Steel | 33260000000L | Summary of Structural Steel General Field Labor Support labor costs.
33 | 0 | 2 | 60 | 60 | 00 | 00 | L | Safety Attendents | 332-60-6000-00-L | SF | NO | NO |  | 2010 | DIRECT SUPPORT | Active | Structural Steel Field Staff | Structural Steel General Field Labor Support | 03000000000I |  |  |  | 5000 | Structural Steel | 33260600000L | Labor cost for Safety Attendents.
33 | 0 | 4 | 00 | 00 | 00 | 00 | 0 | Structural Steel Field Equipment | 334-00-0000-00-0 | LS | YES | YES |  | 2010 | DIRECT SUPPORT | Active | Structural Steel Field Equipment | Summary | 05200000000L |  |  |  |  | Structural Steel | 334000000000 | Top-level summary of all Structural Steel Field Equipment costs.
33 | 0 | 4 | 10 | 00 | 00 | 00 | E | Structural Steel Haskell Owned Equipment | 334-10-0000-00-E | HR | NO | NO |  | 2010 | DIRECT SUPPORT | Active | Structural Steel Field Equipment | Structural Steel Haskell Owned Equipment | 05250000000L |  |  |  | 5300 | Structural Steel | 33410000000E | Equipment cost for Structural Steel Haskell Owned Equipment.
33 | 0 | 4 | 20 | 00 | 00 | 00 | E | Structural Steel Third Party Rental Equipment | 334-20-0000-00-E | HR | NO | NO |  | 2010 | DIRECT SUPPORT | Active | Structural Steel Field Equipment | Structural Steel Third Party Rental Equipment | 05260000000L |  |  |  | 5500 | Structural Steel | 33420000000E | Equipment cost for Structural Steel Third Party Rental Equipment.
33 | 0 | 4 | 50 | 00 | 00 | 00 | 0 | Structural Steel Maintenance Lubricants & Oil | 334-50-0000-00-0 | HR | NO | NO |  | 2010 | DIRECT SUPPORT | Active | Structural Steel Field Equipment | Structural Steel Maintenance Lubricants & Oil | 05265000000L |  |  |  |  | Structural Steel | 334500000000 | Cost of Structural Steel Maintenance Lubricants & Oil.
33 | 0 | 9 | 00 | 00 | 00 | 00 | 0 | Steel Testing & Services | 339-00-0000-00-0 | LF | YES | YES |  | 2010 | DIRECT LABOR | Active | Steel Testing & Services | Summary | 608000000000 |  |  |  |  | Structural Steel | 339000000000 | Top-level summary of all Steel Testing & Services costs.
34 | 0 | 0 | 00 | 00 | 00 | 00 | 0 | Structural Steel Field Direct Labor | 340-00-0000-00-0 | TN | YES | YES |  | 2010 | DIRECT LABOR | Active | Structural Steel Field Direct Labor | Summary | [5 empty] | Structural Steel | 340000000000 | Top-level summary of all Structural Steel Field Direct Labor costs.
34 | 0 | 0 | 10 | 00 | 00 | 00 | L | Modules & Preassembled Structures - Steel | 340-10-0000-00-L | TN | NO | NO |  | 2010 | DIRECT LABOR | Active | Structural Steel Field Direct Labor | Modules & Preassembled Structures - Steel |  |  |  |  | 5000 | Structural Steel | 34010000000L | Summary of Modules & Preassembled Structures - Steel labor costs.
34 | 0 | 0 | 10 | 10 | 00 | 00 | L | Modules - Structure | 340-10-1000-00-L | TN | NO | NO |  | 2010 | DIRECT LABOR | Active | Structural Steel Field Direct Labor | Modules & Preassembled Structures - Steel |  |  |  |  | 5000 | Structural Steel | 34010100000L | Summary of Modules - Structure labor costs.
34 | 0 | 0 | 10 | 10 | 10 | 00 | L | Modules - Light | 340-10-1010-00-L | TN | NO | NO |  | 2010 | DIRECT LABOR | Active | Structural Steel Field Direct Labor | Modules & Preassembled Structures - Steel |  |  |  |  | 5000 | Structural Steel | 34010101000L | Direct field labor for Modules - Light.
34 | 0 | 0 | 10 | 10 | 20 | 00 | L | Modules - Medium | 340-10-1020-00-L | TN | NO | NO |  | 2010 | DIRECT LABOR | Active | Structural Steel Field Direct Labor | Modules & Preassembled Structures - Steel |  |  |  |  | 5000 | Structural Steel | 34010102000L | Direct field labor for Modules - Medium.
34 | 0 | 0 | 10 | 10 | 30 | 00 | L | Modules - Heavy | 340-10-1030-00-L | TN | NO | NO |  | 2010 | DIRECT LABOR | Active | Structural Steel Field Direct Labor | Modules & Preassembled Structures - Steel |  |  |  |  | 5000 | Structural Steel | 34010103000L | Direct field labor for Modules - Heavy.
34 | 0 | 0 | 10 | 10 | 40 | 00 | L | Modules - X Heavy | 340-10-1040-00-L | TN | NO | NO |  | 2010 | DIRECT LABOR | Active | Structural Steel Field Direct Labor | Modules & Preassembled Structures - Steel |  |  |  |  | 5000 | Structural Steel | 34010104000L | Direct field labor for Modules - X Heavy.
34 | 0 | 0 | 10 | 15 | 00 | 00 | L | Modules - Install Non-Structural Steel | 340-10-1500-00-L | LF | NO | NO |  | 2010 | DIRECT LABOR | Active | Structural Steel Field Direct Labor | Modules & Preassembled Structures - Steel |  |  |  |  | 5000 | Structural Steel | 34010150000L | Summary of Modules - Install Non-Structural Steel labor costs.
34 | 0 | 0 | 10 | 15 | 10 | 00 | L | Modules - Toe-Plate | 340-10-1510-00-L | TN | NO | NO |  | 2010 | DIRECT LABOR | Active | Structural Steel Field Direct Labor | Modules & Preassembled Structures - Steel |  |  |  |  | 5000 | Structural Steel | 34010151000L | Direct field labor for Modules - Toe-Plate.
34 | 0 | 0 | 10 | 15 | 20 | 00 | L | Modules - Ladders | 340-10-1520-00-L | TN | NO | NO |  | 2010 | DIRECT LABOR | Active | Structural Steel Field Direct Labor | Modules & Preassembled Structures - Steel |  |  |  |  | 5000 | Structural Steel | 34010152000L | Direct field labor for Modules - Ladders.
34 | 0 | 0 | 10 | 15 | 30 | 00 | L | Modules - Stairs | 340-10-1530-00-L | TN | NO | NO |  | 2010 | DIRECT LABOR | Active | Structural Steel Field Direct Labor | Modules & Preassembled Structures - Steel |  |  |  |  | 5000 | Structural Steel | 34010153000L | Direct field labor for Modules - Stairs.
34 | 0 | 0 | 10 | 15 | 40 | 00 | L | Modules - Safety Gates | 340-10-1540-00-L | TN | NO | NO |  | 2010 | DIRECT LABOR | Active | Structural Steel Field Direct Labor | Modules & Preassembled Structures - Steel |  |  |  |  | 5000 | Structural Steel | 34010154000L | Direct field labor for Modules - Safety Gates.
34 | 0 | 0 | 10 | 15 | 50 | 00 | L | Modules - Handrail | 340-10-1550-00-L | TN | NO | NO |  | 2010 | DIRECT LABOR | Active | Structural Steel Field Direct Labor | Modules & Preassembled Structures - Steel |  |  |  |  | 5000 | Structural Steel | 34010155000L | Direct field labor for Modules - Handrail.
34 | 0 | 0 | 10 | 40 | 00 | 00 | L | Modules - Decking | 340-10-4000-00-L | SF | NO | NO |  | 2010 | DIRECT LABOR | Active | Structural Steel Field Direct Labor | Modules & Preassembled Structures - Steel |  |  |  |  | 5000 | Structural Steel | 34010400000L | Summary of Modules - Decking labor costs.
34 | 0 | 0 | 10 | 40 | 10 | 00 | L | Modules - Grating | 340-10-4010-00-L | SF | NO | NO |  | 2010 | DIRECT LABOR | Active | Structural Steel Field Direct Labor | Modules & Preassembled Structures - Steel |  |  |  |  | 5000 | Structural Steel | 34010401000L | Direct field labor for Modules - Grating.
34 | 0 | 0 | 10 | 40 | 20 | 00 | L | Modules - Checkered Plate | 340-10-4020-00-L | SF | NO | NO |  | 2010 | DIRECT LABOR | Active | Structural Steel Field Direct Labor | Modules & Preassembled Structures - Steel |  |  |  |  | 5000 | Structural Steel | 34010402000L | Direct field labor for Modules - Checkered Plate.
34 | 0 | 0 | 10 | 40 | 30 | 00 | L | Modules - Q-Deck | 340-10-4030-00-L | SF | NO | NO |  | 2010 | DIRECT LABOR | Active | Structural Steel Field Direct Labor | Modules & Preassembled Structures - Steel |  |  |  |  | 5000 | Structural Steel | 34010403000L | Direct field labor for Modules - Q-Deck.
34 | 0 | 0 | 10 | 45 | 00 | 00 | L | Modules - Connections | 340-10-4500-00-L | TN | NO | NO |  | 2010 | DIRECT LABOR | Active | Structural Steel Field Direct Labor | Modules & Preassembled Structures - Steel |  |  |  |  | 5000 | Structural Steel | 34010450000L | Summary of Modules - Connections labor costs.
34 | 0 | 0 | 10 | 45 | 10 | 00 | L | Modules - Fillet Weld | 340-10-4510-00-L | LF | NO | NO |  | 2010 | DIRECT LABOR | Active | Structural Steel Field Direct Labor | Modules & Preassembled Structures - Steel |  |  |  |  | 5000 | Structural Steel | 34010451000L | Direct field labor for Modules - Fillet Weld.
34 | 0 | 0 | 10 | 45 | 20 | 00 | L | Modules - Partial Joint Penetration (PJP) | 340-10-4520-00-L | LF | NO | NO |  | 2010 | DIRECT LABOR | Active | Structural Steel Field Direct Labor | Modules & Preassembled Structures - Steel |  |  |  |  | 5000 | Structural Steel | 34010452000L | Direct field labor for Modules - Partial Joint Penetration (PJP).
34 | 0 | 0 | 10 | 45 | 30 | 00 | L | Modules - Critical Joint Penetration (CJP) | 340-10-4530-00-L | LF | NO | NO |  | 2010 | DIRECT LABOR | Active | Structural Steel Field Direct Labor | Modules & Preassembled Structures - Steel |  |  |  |  | 5000 | Structural Steel | 34010453000L | Direct field labor for Modules - Critical Joint Penetration (CJP).
34 | 0 | 0 | 10 | 45 | 40 | 00 | L | Modules - Nelson Stud Install / Welding | 340-10-4540-00-L | EA | NO | NO |  | 2010 | DIRECT LABOR | Active | Structural Steel Field Direct Labor | Modules & Preassembled Structures - Steel |  |  |  |  | 5000 | Structural Steel | 34010454000L | Direct field labor for Modules - Nelson Stud Install / Welding.
34 | 0 | 0 | 10 | 45 | 50 | 00 | L | Modules - High Strength Bolting (Pretension / Slip Critical) | 340-10-4550-00-L | EA | NO | NO |  | 2010 | DIRECT LABOR | Active | Structural Steel Field Direct Labor | Modules & Preassembled Structures - Steel |  |  |  |  | 5000 | Structural Steel | 34010455000L | Direct field labor for Modules - High Strength Bolting (Pretension / Slip Critical).
34 | 0 | 0 | 10 | 45 | 60 | 00 | L | Modules - High Strength Bolting (Snug Tight) | 340-10-4560-00-L | EA | NO | NO |  | 2010 | DIRECT LABOR | Active | Structural Steel Field Direct Labor | Modules & Preassembled Structures - Steel |  |  |  |  | 5000 | Structural Steel | 34010456000L | Direct field labor for Modules - High Strength Bolting (Snug Tight).
34 | 0 | 0 | 10 | 50 | 00 | 00 | L | Modules - Enclosure | 340-10-5000-00-L | SF | NO | NO |  | 2010 | DIRECT LABOR | Active | Structural Steel Field Direct Labor | Modules & Preassembled Structures - Steel |  |  |  |  | 5000 | Structural Steel | 34010500000L | Summary of Modules - Enclosure labor costs.
34 | 0 | 0 | 10 | 50 | 10 | 00 | L | Modules - Structural Panels | 340-10-5010-00-L | SF | NO | NO |  | 2010 | DIRECT LABOR | Active | Structural Steel Field Direct Labor | Modules & Preassembled Structures - Steel |  |  |  |  | 5000 | Structural Steel | 34010501000L | Direct field labor for Modules - Structural Panels.
34 | 0 | 0 | 10 | 50 | 20 | 00 | L | Modules - Cladding | 340-10-5020-00-L | SF | NO | NO |  | 2010 | DIRECT LABOR | Active | Structural Steel Field Direct Labor | Modules & Preassembled Structures - Steel |  |  |  |  | 5000 | Structural Steel | 34010502000L | Direct field labor for Modules - Cladding.
34 | 0 | 0 | 20 | 00 | 00 | 00 | L | Field Assembled Structural - Steel | 340-20-0000-00-L | TN | NO | NO |  | 2010 | DIRECT LABOR | Active | Structural Steel Field Direct Labor | Field Assembled Structural - Steel |  |  |  |  | 5000 | Structural Steel | 34020000000L | Summary of Field Assembled Structural - Steel labor costs.
34 | 0 | 0 | 20 | 10 | 00 | 00 | L | Field Assembled Structural - Structure | 340-20-1000-00-L | TN | NO | NO |  | 2010 | DIRECT LABOR | Active | Structural Steel Field Direct Labor | Field Assembled Structural - Steel |  |  |  |  | 5000 | Structural Steel | 34020100000L | Summary of Field Assembled Structural - Structure labor costs.
34 | 0 | 0 | 20 | 10 | 10 | 00 | L | Field Assembled Structural - Light | 340-20-1010-00-L | TN | NO | NO |  | 2010 | DIRECT LABOR | Active | Structural Steel Field Direct Labor | Field Assembled Structural - Steel |  |  |  |  | 5000 | Structural Steel | 34020101000L | Direct field labor for Field Assembled Structural - Light.
34 | 0 | 0 | 20 | 10 | 20 | 00 | L | Field Assembled Structural - Medium | 340-20-1020-00-L | TN | NO | NO |  | 2010 | DIRECT LABOR | Active | Structural Steel Field Direct Labor | Field Assembled Structural - Steel |  |  |  |  | 5000 | Structural Steel | 34020102000L | Direct field labor for Field Assembled Structural - Medium.
34 | 0 | 0 | 20 | 10 | 30 | 00 | L | Field Assembled Structural - Heavy | 340-20-1030-00-L | TN | NO | NO |  | 2010 | DIRECT LABOR | Active | Structural Steel Field Direct Labor | Field Assembled Structural - Steel |  |  |  |  | 5000 | Structural Steel | 34020103000L | Direct field labor for Field Assembled Structural - Heavy.
34 | 0 | 0 | 20 | 10 | 40 | 00 | L | Field Assembled Structural - X Heavy | 340-20-1040-00-L | TN | NO | NO |  | 2010 | DIRECT LABOR | Active | Structural Steel Field Direct Labor | Field Assembled Structural - Steel |  |  |  |  | 5000 | Structural Steel | 34020104000L | Direct field labor for Field Assembled Structural - X Heavy.
34 | 0 | 0 | 20 | 15 | 00 | 00 | L | Field Assembled Structural - Install Non-Structural Steel | 340-20-1500-00-L | LF | NO | NO |  | 2010 | DIRECT LABOR | Active | Structural Steel Field Direct Labor | Field Assembled Structural - Steel |  |  |  |  | 5000 | Structural Steel | 34020150000L | Summary of Field Assembled Structural - Install Non-Structural Steel labor costs.
34 | 0 | 0 | 20 | 15 | 10 | 00 | L | Field Assembled Structural - Toe-Plate | 340-20-1510-00-L | TN | NO | NO |  | 2010 | DIRECT LABOR | Active | Structural Steel Field Direct Labor | Field Assembled Structural - Steel |  |  |  |  | 5000 | Structural Steel | 34020151000L | Direct field labor for Field Assembled Structural - Toe-Plate.
34 | 0 | 0 | 20 | 15 | 20 | 00 | L | Field Assembled Structural - Ladders | 340-20-1520-00-L | TN | NO | NO |  | 2010 | DIRECT LABOR | Active | Structural Steel Field Direct Labor | Field Assembled Structural - Steel |  |  |  |  | 5000 | Structural Steel | 34020152000L | Direct field labor for Field Assembled Structural - Ladders.
34 | 0 | 0 | 20 | 15 | 30 | 00 | L | Field Assembled Structural - Stairs | 340-20-1530-00-L | TN | NO | NO |  | 2010 | DIRECT LABOR | Active | Structural Steel Field Direct Labor | Field Assembled Structural - Steel |  |  |  |  | 5000 | Structural Steel | 34020153000L | Direct field labor for Field Assembled Structural - Stairs.
34 | 0 | 0 | 20 | 15 | 40 | 00 | L | Field Assembled Structural - Safety Gates | 340-20-1540-00-L | TN | NO | NO |  | 2010 | DIRECT LABOR | Active | Structural Steel Field Direct Labor | Field Assembled Structural - Steel |  |  |  |  | 5000 | Structural Steel | 34020154000L | Direct field labor for Field Assembled Structural - Safety Gates.
34 | 0 | 0 | 20 | 15 | 50 | 00 | L | Field Assembled Structural - Handrail | 340-20-1550-00-L | TN | NO | NO |  | 2010 | DIRECT LABOR | Active | Structural Steel Field Direct Labor | Field Assembled Structural - Steel |  |  |  |  | 5000 | Structural Steel | 34020155000L | Direct field labor for Field Assembled Structural - Handrail.
34 | 0 | 0 | 20 | 40 | 00 | 00 | L | Field Assembled Structural - Decking | 340-20-4000-00-L | SF | NO | NO |  | 2010 | DIRECT LABOR | Active | Structural Steel Field Direct Labor | Field Assembled Structural - Steel |  |  |  |  | 5000 | Structural Steel | 34020400000L | Summary of Field Assembled Structural - Decking labor costs.
34 | 0 | 0 | 20 | 40 | 10 | 00 | L | Field Assembled Structural - Grating | 340-20-4010-00-L | SF | NO | NO |  | 2010 | DIRECT LABOR | Active | Structural Steel Field Direct Labor | Field Assembled Structural - Steel |  |  |  |  | 5000 | Structural Steel | 34020401000L | Direct field labor for Field Assembled Structural - Grating.
34 | 0 | 0 | 20 | 40 | 20 | 00 | L | Field Assembled Structural - Checkered Plate | 340-20-4020-00-L | SF | NO | NO |  | 2010 | DIRECT LABOR | Active | Structural Steel Field Direct Labor | Field Assembled Structural - Steel |  |  |  |  | 5000 | Structural Steel | 34020402000L | Direct field labor for Field Assembled Structural - Checkered Plate.
34 | 0 | 0 | 20 | 40 | 30 | 00 | L | Field Assembled Structural - Q-Deck | 340-20-4030-00-L | SF | NO | NO |  | 2010 | DIRECT LABOR | Active | Structural Steel Field Direct Labor | Field Assembled Structural - Steel |  |  |  |  | 5000 | Structural Steel | 34020403000L | Direct field labor for Field Assembled Structural - Q-Deck.
34 | 0 | 0 | 20 | 45 | 00 | 00 | L | Field Assembled Structural - Connections | 340-20-4500-00-L | TN | NO | NO |  | 2010 | DIRECT LABOR | Active | Structural Steel Field Direct Labor | Field Assembled Structural - Steel |  |  |  |  | 5000 | Structural Steel | 34020450000L | Summary of Field Assembled Structural - Connections labor costs.
34 | 0 | 0 | 20 | 45 | 10 | 00 | L | Field Assembled Structural - Fillet Weld | 340-20-4510-00-L | LF | NO | NO |  | 2010 | DIRECT LABOR | Active | Structural Steel Field Direct Labor | Field Assembled Structural - Steel |  |  |  |  | 5000 | Structural Steel | 34020451000L | Direct field labor for Field Assembled Structural - Fillet Weld.
34 | 0 | 0 | 20 | 45 | 20 | 00 | L | Field Assembled Structural - Partial Joint Penetration (PJP) | 340-20-4520-00-L | LF | NO | NO |  | 2010 | DIRECT LABOR | Active | Structural Steel Field Direct Labor | Field Assembled Structural - Steel |  |  |  |  | 5000 | Structural Steel | 34020452000L | Direct field labor for Field Assembled Structural - Partial Joint Penetration (PJP).
34 | 0 | 0 | 20 | 45 | 30 | 00 | L | Field Assembled Structural - Critical Joint Penetration (CJP) | 340-20-4530-00-L | LF | NO | NO |  | 2010 | DIRECT LABOR | Active | Structural Steel Field Direct Labor | Field Assembled Structural - Steel |  |  |  |  | 5000 | Structural Steel | 34020453000L | Direct field labor for Field Assembled Structural - Critical Joint Penetration (CJP).
34 | 0 | 0 | 20 | 45 | 40 | 00 | L | Field Assembled Structural - Nelson Stud Install / Welding | 340-20-4540-00-L | EA | NO | NO |  | 2010 | DIRECT LABOR | Active | Structural Steel Field Direct Labor | Field Assembled Structural - Steel |  |  |  |  | 5000 | Structural Steel | 34020454000L | Direct field labor for Field Assembled Structural - Nelson Stud Install / Welding.
34 | 0 | 0 | 20 | 45 | 50 | 00 | L | Field Assembled Structural - High Strength Bolting (Pretension / Slip Critical) | 340-20-4550-00-L | EA | NO | NO |  | 2010 | DIRECT LABOR | Active | Structural Steel Field Direct Labor | Field Assembled Structural - Steel |  |  |  |  | 5000 | Structural Steel | 34020455000L | Direct field labor for Field Assembled Structural - High Strength Bolting (Pretension / Slip Critical).
34 | 0 | 0 | 20 | 45 | 60 | 00 | L | Field Assembled Structural - High Strength Bolting (Snug Tight) | 340-20-4560-00-L | EA | NO | NO |  | 2010 | DIRECT LABOR | Active | Structural Steel Field Direct Labor | Field Assembled Structural - Steel |  |  |  |  | 5000 | Structural Steel | 34020456000L | Direct field labor for Field Assembled Structural - High Strength Bolting (Snug Tight).
34 | 0 | 0 | 20 | 45 | 70 | 00 | L | Field Assembled Structural - Cutting & Banding | 340-20-4570-00-L | TN | NO | NO |  | 2010 | DIRECT LABOR | Active | Structural Steel Field Direct Labor | Field Assembled Structural - Steel |  |  |  |  | 5000 | Structural Steel | 34020457000L | Direct field labor for Field Assembled Structural - Cutting & Banding.
34 | 0 | 0 | 20 | 50 | 00 | 00 | L | Field Assembled Structural - Enclosure | 340-20-5000-00-L | SF | NO | NO |  | 2010 | DIRECT LABOR | Active | Structural Steel Field Direct Labor | Field Assembled Structural - Steel |  |  |  |  | 5000 | Structural Steel | 34020500000L | Summary of Field Assembled Structural - Enclosure labor costs.
34 | 0 | 0 | 20 | 50 | 10 | 00 | L | Field Assembled Structural - Structural Panels | 340-20-5010-00-L | SF | NO | NO |  | 2010 | DIRECT LABOR | Active | Structural Steel Field Direct Labor | Field Assembled Structural - Steel |  |  |  |  | 5000 | Structural Steel | 34020501000L | Direct field labor for Field Assembled Structural - Structural Panels.
34 | 0 | 0 | 20 | 50 | 20 | 00 | L | Field Assembled Structural - Cladding | 340-20-5020-00-L | SF | NO | NO |  | 2010 | DIRECT LABOR | Active | Structural Steel Field Direct Labor | Field Assembled Structural - Steel |  |  |  |  | 5000 | Structural Steel | 34020502000L | Direct field labor for Field Assembled Structural - Cladding.
34 | 0 | 0 | 30 | 00 | 00 | 00 | L | Platforms - Steel | 340-30-0000-00-L | TN | NO | NO |  | 2010 | DIRECT LABOR | Active | Structural Steel Field Direct Labor | Platforms - Steel |  |  |  |  | 5000 | Structural Steel | 34030000000L | Summary of Platforms - Steel labor costs.
34 | 0 | 0 | 30 | 10 | 00 | 00 | L | Platforms - Structure | 340-30-1000-00-L | TN | NO | NO |  | 2010 | DIRECT LABOR | Active | Structural Steel Field Direct Labor | Platforms - Steel |  |  |  |  | 5000 | Structural Steel | 34030100000L | Summary of Platforms - Structure labor costs.
34 | 0 | 0 | 30 | 10 | 10 | 00 | L | Platforms - Light | 340-30-1010-00-L | TN | NO | NO |  | 2010 | DIRECT LABOR | Active | Structural Steel Field Direct Labor | Platforms - Steel |  |  |  |  | 5000 | Structural Steel | 34030101000L | Direct field labor for Platforms - Light.
34 | 0 | 0 | 30 | 10 | 20 | 00 | L | Platforms - Medium | 340-30-1020-00-L | TN | NO | NO |  | 2010 | DIRECT LABOR | Active | Structural Steel Field Direct Labor | Platforms - Steel |  |  |  |  | 5000 | Structural Steel | 34030102000L | Direct field labor for Platforms - Medium.
34 | 0 | 0 | 30 | 10 | 30 | 00 | L | Platforms - Heavy | 340-30-1030-00-L | TN | NO | NO |  | 2010 | DIRECT LABOR | Active | Structural Steel Field Direct Labor | Platforms - Steel |  |  |  |  | 5000 | Structural Steel | 34030103000L | Direct field labor for Platforms - Heavy.
34 | 0 | 0 | 30 | 10 | 40 | 00 | L | Platforms - X Heavy | 340-30-1040-00-L | TN | NO | NO |  | 2010 | DIRECT LABOR | Active | Structural Steel Field Direct Labor | Platforms - Steel |  |  |  |  | 5000 | Structural Steel | 34030104000L | Direct field labor for Platforms - X Heavy.
34 | 0 | 0 | 30 | 15 | 00 | 00 | L | Platforms - Install Non-Structural Steel | 340-30-1500-00-L | LF | NO | NO |  | 2010 | DIRECT LABOR | Active | Structural Steel Field Direct Labor | Platforms - Steel |  |  |  |  | 5000 | Structural Steel | 34030150000L | Summary of Platforms - Install Non-Structural Steel labor costs.
34 | 0 | 0 | 30 | 15 | 10 | 00 | L | Platforms - Toe-Plate | 340-30-1510-00-L | TN | NO | NO |  | 2010 | DIRECT LABOR | Active | Structural Steel Field Direct Labor | Platforms - Steel |  |  |  |  | 5000 | Structural Steel | 34030151000L | Direct field labor for Platforms - Toe-Plate.
34 | 0 | 0 | 30 | 15 | 20 | 00 | L | Platforms - Ladders | 340-30-1520-00-L | TN | NO | NO |  | 2010 | DIRECT LABOR | Active | Structural Steel Field Direct Labor | Platforms - Steel |  |  |  |  | 5000 | Structural Steel | 34030152000L | Direct field labor for Platforms - Ladders.
34 | 0 | 0 | 30 | 15 | 30 | 00 | L | Platforms - Stairs | 340-30-1530-00-L | TN | NO | NO |  | 2010 | DIRECT LABOR | Active | Structural Steel Field Direct Labor | Platforms - Steel |  |  |  |  | 5000 | Structural Steel | 34030153000L | Direct field labor for Platforms - Stairs.
34 | 0 | 0 | 30 | 15 | 40 | 00 | L | Platforms - Safety Gates | 340-30-1540-00-L | TN | NO | NO |  | 2010 | DIRECT LABOR | Active | Structural Steel Field Direct Labor | Platforms - Steel |  |  |  |  | 5000 | Structural Steel | 34030154000L | Direct field labor for Platforms - Safety Gates.
34 | 0 | 0 | 30 | 15 | 50 | 00 | L | Platforms - Handrail | 340-30-1550-00-L | TN | NO | NO |  | 2010 | DIRECT LABOR | Active | Structural Steel Field Direct Labor | Platforms - Steel |  |  |  |  | 5000 | Structural Steel | 34030155000L | Direct field labor for Platforms - Handrail.
34 | 0 | 0 | 30 | 40 | 00 | 00 | L | Platforms - Decking | 340-30-4000-00-L | SF | NO | NO |  | 2010 | DIRECT LABOR | Active | Structural Steel Field Direct Labor | Platforms - Steel |  |  |  |  | 5000 | Structural Steel | 34030400000L | Summary of Platforms - Decking labor costs.
34 | 0 | 0 | 30 | 40 | 10 | 00 | L | Platforms - Grating | 340-30-4010-00-L | SF | NO | NO |  | 2010 | DIRECT LABOR | Active | Structural Steel Field Direct Labor | Platforms - Steel |  |  |  |  | 5000 | Structural Steel | 34030401000L | Direct field labor for Platforms - Grating.
34 | 0 | 0 | 30 | 40 | 20 | 00 | L | Platforms - Checkered Plate | 340-30-4020-00-L | SF | NO | NO |  | 2010 | DIRECT LABOR | Active | Structural Steel Field Direct Labor | Platforms - Steel |  |  |  |  | 5000 | Structural Steel | 34030402000L | Direct field labor for Platforms - Checkered Plate.
34 | 0 | 0 | 30 | 40 | 30 | 00 | L | Platforms - Q-Deck | 340-30-4030-00-L | SF | NO | NO |  | 2010 | DIRECT LABOR | Active | Structural Steel Field Direct Labor | Platforms - Steel |  |  |  |  | 5000 | Structural Steel | 34030403000L | Direct field labor for Platforms - Q-Deck.
34 | 0 | 0 | 30 | 45 | 00 | 00 | L | Platforms - Connections | 340-30-4500-00-L | TN | NO | NO |  | 2010 | DIRECT LABOR | Active | Structural Steel Field Direct Labor | Platforms - Steel |  |  |  |  | 5000 | Structural Steel | 34030450000L | Summary of Platforms - Connections labor costs.
34 | 0 | 0 | 30 | 45 | 10 | 00 | L | Platforms - Fillet Weld | 340-30-4510-00-L | LF | NO | NO |  | 2010 | DIRECT LABOR | Active | Structural Steel Field Direct Labor | Platforms - Steel |  |  |  |  | 5000 | Structural Steel | 34030451000L | Direct field labor for Platforms - Fillet Weld.
34 | 0 | 0 | 30 | 45 | 20 | 00 | L | Platforms - Partial Joint Penetration (PJP) | 340-30-4520-00-L | LF | NO | NO |  | 2010 | DIRECT LABOR | Active | Structural Steel Field Direct Labor | Platforms - Steel |  |  |  |  | 5000 | Structural Steel | 34030452000L | Direct field labor for Platforms - Partial Joint Penetration (PJP).
34 | 0 | 0 | 30 | 45 | 30 | 00 | L | Platforms - Critical Joint Penetration (CJP) | 340-30-4530-00-L | LF | NO | NO |  | 2010 | DIRECT LABOR | Active | Structural Steel Field Direct Labor | Platforms - Steel |  |  |  |  | 5000 | Structural Steel | 34030453000L | Direct field labor for Platforms - Critical Joint Penetration (CJP).
34 | 0 | 0 | 30 | 45 | 40 | 00 | L | Platforms - Nelson Stud Install / Welding | 340-30-4540-00-L | EA | NO | NO |  | 2010 | DIRECT LABOR | Active | Structural Steel Field Direct Labor | Platforms - Steel |  |  |  |  | 5000 | Structural Steel | 34030454000L | Direct field labor for Platforms - Nelson Stud Install / Welding.
34 | 0 | 0 | 30 | 45 | 50 | 00 | L | Platforms - High Strength Bolting (Pretension / Slip Critical) | 340-30-4550-00-L | EA | NO | NO |  | 2010 | DIRECT LABOR | Active | Structural Steel Field Direct Labor | Platforms - Steel |  |  |  |  | 5000 | Structural Steel | 34030455000L | Direct field labor for Platforms - High Strength Bolting (Pretension / Slip Critical).
34 | 0 | 0 | 30 | 45 | 60 | 00 | L | Platforms - High Strength Bolting (Snug Tight) | 340-30-4560-00-L | EA | NO | NO |  | 2010 | DIRECT LABOR | Active | Structural Steel Field Direct Labor | Platforms - Steel |  |  |  |  | 5000 | Structural Steel | 34030456000L | Direct field labor for Platforms - High Strength Bolting (Snug Tight).
34 | 0 | 0 | 30 | 45 | 70 | 00 | L | Platforms - Cutting & Banding | 340-30-4570-00-L | TN | NO | NO |  | 2010 | DIRECT LABOR | Active | Structural Steel Field Direct Labor | Platforms - Steel |  |  |  |  | 5000 | Structural Steel | 34030457000L | Direct field labor for Platforms - Cutting & Banding.
34 | 0 | 0 | 30 | 50 | 00 | 00 | L | Platforms - Enclosure | 340-30-5000-00-L | SF | NO | NO |  | 2010 | DIRECT LABOR | Active | Structural Steel Field Direct Labor | Platforms - Steel |  |  |  |  | 5000 | Structural Steel | 34030500000L | Summary of Platforms - Enclosure labor costs.
34 | 0 | 0 | 30 | 50 | 10 | 00 | L | Platforms - Structural Panels | 340-30-5010-00-L | SF | NO | NO |  | 2010 | DIRECT LABOR | Active | Structural Steel Field Direct Labor | Platforms - Steel |  |  |  |  | 5000 | Structural Steel | 34030501000L | Direct field labor for Platforms - Structural Panels.
34 | 0 | 0 | 30 | 50 | 20 | 00 | L | Platforms - Cladding | 340-30-5020-00-L | SF | NO | NO |  | 2010 | DIRECT LABOR | Active | Structural Steel Field Direct Labor | Platforms - Steel |  |  |  |  | 5000 | Structural Steel | 34030502000L | Direct field labor for Platforms - Cladding.
34 | 0 | 0 | 40 | 00 | 00 | 00 | L | Large Supports (T-Supports) - Steel | 340-40-0000-00-L | TN | NO | NO |  | 2010 | DIRECT LABOR | Active | Structural Steel Field Direct Labor | Large Supports (T-Supports) - Steel |  |  |  |  | 5000 | Structural Steel | 34040000000L | Summary of Large Supports (T-Supports) - Steel labor costs.
34 | 0 | 0 | 40 | 10 | 00 | 00 | L | Large Supports - Structure | 340-40-1000-00-L | TN | NO | NO |  | 2010 | DIRECT LABOR | Active | Structural Steel Field Direct Labor | Large Supports (T-Supports) - Steel |  |  |  |  | 5000 | Structural Steel | 34040100000L | Summary of Large Supports - Structure labor costs.
34 | 0 | 0 | 40 | 10 | 10 | 00 | L | Large Supports - Light | 340-40-1010-00-L | TN | NO | NO |  | 2010 | DIRECT LABOR | Active | Structural Steel Field Direct Labor | Large Supports (T-Supports) - Steel |  |  |  |  | 5000 | Structural Steel | 34040101000L | Direct field labor for Large Supports - Light.
34 | 0 | 0 | 40 | 10 | 20 | 00 | L | Large Supports - Medium | 340-40-1020-00-L | TN | NO | NO |  | 2010 | DIRECT LABOR | Active | Structural Steel Field Direct Labor | Large Supports (T-Supports) - Steel |  |  |  |  | 5000 | Structural Steel | 34040102000L | Direct field labor for Large Supports - Medium.
34 | 0 | 0 | 40 | 10 | 30 | 00 | L | Large Supports - Heavy | 340-40-1030-00-L | TN | NO | NO |  | 2010 | DIRECT LABOR | Active | Structural Steel Field Direct Labor | Large Supports (T-Supports) - Steel |  |  |  |  | 5000 | Structural Steel | 34040103000L | Direct field labor for Large Supports - Heavy.
34 | 0 | 0 | 40 | 10 | 40 | 00 | L | Large Supports - X Heavy | 340-40-1040-00-L | TN | NO | NO |  | 2010 | DIRECT LABOR | Active | Structural Steel Field Direct Labor | Large Supports (T-Supports) - Steel |  |  |  |  | 5000 | Structural Steel | 34040104000L | Direct field labor for Large Supports - X Heavy.
34 | 0 | 0 | 40 | 15 | 00 | 00 | L | Large Supports - Install Miscellaneous Steel | 340-40-1500-00-L | LF | NO | NO |  | 2010 | DIRECT LABOR | Active | Structural Steel Field Direct Labor | Large Supports (T-Supports) - Steel |  |  |  |  | 5000 | Structural Steel | 34040150000L | Summary of Large Supports - Install Miscellaneous Steel labor costs.
34 | 0 | 0 | 40 | 15 | 10 | 00 | L | Large Supports - Toe-Plate | 340-40-1510-00-L | TN | NO | NO |  | 2010 | DIRECT LABOR | Active | Structural Steel Field Direct Labor | Large Supports (T-Supports) - Steel |  |  |  |  | 5000 | Structural Steel | 34040151000L | Direct field labor for Large Supports - Toe-Plate.
34 | 0 | 0 | 40 | 15 | 20 | 00 | L | Large Supports - Ladders | 340-40-1520-00-L | TN | NO | NO |  | 2010 | DIRECT LABOR | Active | Structural Steel Field Direct Labor | Large Supports (T-Supports) - Steel |  |  |  |  | 5000 | Structural Steel | 34040152000L | Direct field labor for Large Supports - Ladders.
34 | 0 | 0 | 40 | 15 | 30 | 00 | L | Large Supports - Stairs | 340-40-1530-00-L | TN | NO | NO |  | 2010 | DIRECT LABOR | Active | Structural Steel Field Direct Labor | Large Supports (T-Supports) - Steel |  |  |  |  | 5000 | Structural Steel | 34040153000L | Direct field labor for Large Supports - Stairs.
34 | 0 | 0 | 40 | 15 | 40 | 00 | L | Large Supports - Safety Gates | 340-40-1540-00-L | TN | NO | NO |  | 2010 | DIRECT LABOR | Active | Structural Steel Field Direct Labor | Large Supports (T-Supports) - Steel |  |  |  |  | 5000 | Structural Steel | 34040154000L | Direct field labor for Large Supports - Safety Gates.
34 | 0 | 0 | 40 | 15 | 50 | 00 | L | Large Supports - Handrail | 340-40-1550-00-L | TN | NO | NO |  | 2010 | DIRECT LABOR | Active | Structural Steel Field Direct Labor | Large Supports (T-Supports) - Steel |  |  |  |  | 5000 | Structural Steel | 34040155000L | Direct field labor for Large Supports - Handrail.
34 | 0 | 0 | 40 | 40 | 00 | 00 | L | Large Supports - Decking | 340-40-4000-00-L | SF | NO | NO |  | 2010 | DIRECT LABOR | Active | Structural Steel Field Direct Labor | Large Supports (T-Supports) - Steel |  |  |  |  | 5000 | Structural Steel | 34040400000L | Summary of Large Supports - Decking labor costs.
34 | 0 | 0 | 40 | 40 | 10 | 00 | L | Large Supports - Grating | 340-40-4010-00-L | SF | NO | NO |  | 2010 | DIRECT LABOR | Active | Structural Steel Field Direct Labor | Large Supports (T-Supports) - Steel |  |  |  |  | 5000 | Structural Steel | 34040401000L | Direct field labor for Large Supports - Grating.
34 | 0 | 0 | 40 | 40 | 20 | 00 | L | Large Supports - Checkered Plate | 340-40-4020-00-L | SF | NO | NO |  | 2010 | DIRECT LABOR | Active | Structural Steel Field Direct Labor | Large Supports (T-Supports) - Steel |  |  |  |  | 5000 | Structural Steel | 34040402000L | Direct field labor for Large Supports - Checkered Plate.
34 | 0 | 0 | 40 | 40 | 30 | 00 | L | Large Supports - Q-Deck | 340-40-4030-00-L | SF | NO | NO |  | 2010 | DIRECT LABOR | Active | Structural Steel Field Direct Labor | Large Supports (T-Supports) - Steel |  |  |  |  | 5000 | Structural Steel | 34040403000L | Direct field labor for Large Supports - Q-Deck.
34 | 0 | 0 | 40 | 45 | 00 | 00 | L | Large Supports - Connections | 340-40-4500-00-L | TN | NO | NO |  | 2010 | DIRECT LABOR | Active | Structural Steel Field Direct Labor | Large Supports (T-Supports) - Steel |  |  |  |  | 5000 | Structural Steel | 34040450000L | Summary of Large Supports - Connections labor costs.
34 | 0 | 0 | 40 | 45 | 10 | 00 | L | Large Supports - Fillet Weld | 340-40-4510-00-L | LF | NO | NO |  | 2010 | DIRECT LABOR | Active | Structural Steel Field Direct Labor | Large Supports (T-Supports) - Steel |  |  |  |  | 5000 | Structural Steel | 34040451000L | Direct field labor for Large Supports - Fillet Weld.
34 | 0 | 0 | 40 | 45 | 20 | 00 | L | Large Supports - Partial Joint Penetration (PJP) | 340-40-4520-00-L | LF | NO | NO |  | 2010 | DIRECT LABOR | Active | Structural Steel Field Direct Labor | Large Supports (T-Supports) - Steel |  |  |  |  | 5000 | Structural Steel | 34040452000L | Direct field labor for Large Supports - Partial Joint Penetration (PJP).
34 | 0 | 0 | 40 | 45 | 30 | 00 | L | Large Supports - Critical Joint Penetration (CJP) | 340-40-4530-00-L | LF | NO | NO |  | 2010 | DIRECT LABOR | Active | Structural Steel Field Direct Labor | Large Supports (T-Supports) - Steel |  |  |  |  | 5000 | Structural Steel | 34040453000L | Direct field labor for Large Supports - Critical Joint Penetration (CJP).
34 | 0 | 0 | 40 | 45 | 40 | 00 | L | Large Supports - Nelson Stud Install / Welding | 340-40-4540-00-L | EA | NO | NO |  | 2010 | DIRECT LABOR | Active | Structural Steel Field Direct Labor | Large Supports (T-Supports) - Steel |  |  |  |  | 5000 | Structural Steel | 34040454000L | Direct field labor for Large Supports - Nelson Stud Install / Welding.
34 | 0 | 0 | 40 | 45 | 50 | 00 | L | Large Supports - High Strength Bolting (Pretension / Slip Critical) | 340-40-4550-00-L | EA | NO | NO |  | 2010 | DIRECT LABOR | Active | Structural Steel Field Direct Labor | Large Supports (T-Supports) - Steel |  |  |  |  | 5000 | Structural Steel | 34040455000L | Direct field labor for Large Supports - High Strength Bolting (Pretension / Slip Critical).
34 | 1 | 0 | 40 | 45 | 60 | 00 | L | Large Supports - High Strength Bolting (Snug Tight) | 340-40-4560-00-L | EA | NO | NO |  | 2010 | DIRECT LABOR | Active | Structural Steel Field Direct Labor | Large Supports (T-Supports) - Steel |  |  |  |  | 5000 | Structural Steel | 34040456000L | Direct field labor for Large Supports - High Strength Bolting (Snug Tight).
34 | 1 | 0 | 40 | 45 | 70 | 00 | L | Large Supports - Cutting & Banding | 340-40-4570-00-L | TN | NO | NO |  | 2010 | DIRECT LABOR | Active | Structural Steel Field Direct Labor | Large Supports (T-Supports) - Steel |  |  |  |  | 5000 | Structural Steel | 34040457000L | Direct field labor for Large Supports - Cutting & Banding.
34 | 1 | 0 | 40 | 50 | 00 | 00 | L | Large Supports - Enclosure | 340-40-5000-00-L | SF | NO | NO |  | 2010 | DIRECT LABOR | Active | Structural Steel Field Direct Labor | Large Supports (T-Supports) - Steel |  |  |  |  | 5000 | Structural Steel | 34040500000L | Summary of Large Supports - Enclosure labor costs.
34 | 1 | 0 | 40 | 50 | 10 | 00 | L | Large Supports - Structural Panels | 340-40-5010-00-L | SF | NO | NO |  | 2010 | DIRECT LABOR | Active | Structural Steel Field Direct Labor | Large Supports (T-Supports) - Steel |  |  |  |  | 5000 | Structural Steel | 34040501000L | Direct field labor for Large Supports - Structural Panels.
34 | 1 | 0 | 40 | 50 | 20 | 00 | L | Large Supports - Cladding | 340-40-5020-00-L | SF | NO | NO |  | 2010 | DIRECT LABOR | Active | Structural Steel Field Direct Labor | Large Supports (T-Supports) - Steel |  |  |  |  | 5000 | Structural Steel | 34040502000L | Direct field labor for Large Supports - Cladding.
34 | 1 | 0 | 50 | 00 | 00 | 00 | L | Modules & Preassembled Structures - Material Type | 340-50-0000-00-L | TN | NO | NO |  | 2010 | DIRECT LABOR | Active | Structural Steel Field Direct Labor | Modules & Preassembled Structures - Material Type |  |  |  |  | 5000 | Structural Steel | 34050000000L | Direct field labor for Modules & Preassembled Structures - Material Type.
34 | 1 | 0 | 60 | 00 | 00 | 00 | L | Field Assembled Structural - Material Type | 340-60-0000-00-L | TN | NO | NO |  | 2010 | DIRECT LABOR | Active | Structural Steel Field Direct Labor | Field Assembled Structural - Material Type |  |  |  |  | 5000 | Structural Steel | 34060000000L | Direct field labor for Field Assembled Structural - Material Type.
34 | 1 | 0 | 70 | 00 | 00 | 00 | L | Platforms - Material Type | 340-70-0000-00-L | TN | NO | NO |  | 2010 | DIRECT LABOR | Active | Structural Steel Field Direct Labor | Platforms - Material Type |  |  |  |  | 5000 | Structural Steel | 34070000000L | Direct field labor for Platforms - Material Type.
34 | 1 | 0 | 80 | 00 | 00 | 00 | L | Large Supports (T-Supports) - Material Type | 340-80-0000-00-L | TN | NO | NO |  | 2010 | DIRECT LABOR | Active | Structural Steel Field Direct Labor | Large Supports (T-Supports) - Material Type |  |  |  |  | 5000 | Structural Steel | 34080000000L | Direct field labor for Large Supports (T-Supports) - Material Type.
39 | 1 | 0 | 00 | 00 | 00 | 00 | 0 | Structural Steel Subcontracts | 390-00-0000-00-0 | HR | YES | YES |  | 2010 | DIRECT SUBCONTRACT | Active | Structural Steel Subcontracts | Summary | [5 empty] | Structural Steel | 390000000000 | Top-level summary of all Structural Steel Subcontracts costs.
39 | 1 | 0 | 30 | 00 | 00 | 00 | S | Structural Steel Field Coatings | 390-30-0000-00-S | HR | NO | NO |  | 2010 | DIRECT SUBCONTRACT | Active | Structural Steel Subcontracts | Structural Steel Field Coatings |  |  |  |  | 5200 | Structural Steel | 39030000000S | Summary of subcontracted Structural Steel Field Coatings costs.
39 | 1 | 0 | 30 | 10 | 00 | 00 | S | Sub: Paint Structural Steel | 390-30-1000-00-S | HR | NO | NO |  | 2010 | DIRECT SUBCONTRACT | Active | Structural Steel Subcontracts | Structural Steel Field Coatings |  |  |  |  | 5200 | Structural Steel | 39030100000S | Cost of subcontracted Paint Structural Steel work.
39 | 1 | 0 | 30 | 20 | 00 | 00 | S | Sub: Galvanize Structural Steel | 390-30-2000-00-S | HR | NO | NO |  | 2010 | DIRECT SUBCONTRACT | Active | Structural Steel Subcontracts | Structural Steel Field Coatings |  |  |  |  | 5200 | Structural Steel | 39030200000S | Cost of subcontracted Galvanize Structural Steel work.
40 | 1 | 0 | 00 | 00 | 00 | 00 | 0 | Buildings | 400-00-0000-00-0 | LS | NO | NO | n/a | 2010 | DIRECT | Active | Buildings | Summary | [5 empty] | Buildings | 400000000000 | Top-level summary of all Buildings costs.
40 | 1 | 1 | 00 | 00 | 00 | 00 | 0 | Building Materials | 401-00-0000-00-0 | LS | YES | YES | n/a | 2010 | MATERIALS | Active | Building Materials | Summary | 03000000000I |  |  |  |  | Buildings | 401000000000 | Top-level summary of all Building Materials costs.
40 | 1 | 1 | 05 | 00 | 00 | 00 | M | Basic Site Materials & Methods | 401-05-0000-00-M | LS | YES | YES | n/a | 2010 | MATERIALS | Active | Building Materials | Basic Site Materials & Methods | 03000000000I |  |  |  | 5100 | Buildings | 40105000000M | Summary of Basic Site Materials & Methods material costs.
40 | 1 | 1 | 05 | 10 | 00 | 00 | M | Site Preparation | 401-05-1000-00-M | CY | YES | YES | n/a | 2010 | MATERIALS | Active | Building Materials | Basic Site Materials & Methods | 03000000000I |  |  |  | 5100 | Buildings | 40105100000M | Material cost for Site Preparation.
40 | 1 | 1 | 05 | 15 | 00 | 00 | M | Earthwork | 401-05-1500-00-M | CY | YES | YES | n/a | 2010 | MATERIALS | Active | Building Materials | Basic Site Materials & Methods | 03000000000I |  |  |  | 5100 | Buildings | 40105150000M | Material cost for Earthwork.
40 | 1 | 1 | 05 | 20 | 00 | 00 | M | Tunneling, Boring & Jacking | 401-05-2000-00-M | LF | YES | YES | n/a | 2010 | MATERIALS | Active | Building Materials | Basic Site Materials & Methods | 03000000000I |  |  |  | 5100 | Buildings | 40105200000M | Material cost for Tunneling, Boring & Jacking.
40 | 1 | 1 | 05 | 25 | 00 | 00 | M | Foundation & L.B. Elements | 401-05-2500-00-M | CY | YES | YES | n/a | 2010 | MATERIALS | Active | Building Materials | Basic Site Materials & Methods | 03000000000I |  |  |  | 5100 | Buildings | 40105250000M | Material cost for Foundation & L.B. Elements.
40 | 1 | 1 | 05 | 30 | 00 | 00 | M | Utility Services | 401-05-3000-00-M | LF | YES | YES | n/a | 2010 | MATERIALS | Active | Building Materials | Basic Site Materials & Methods | 03000000000I |  |  |  | 5100 | Buildings | 40105300000M | Material cost for Utility Services.
40 | 1 | 1 | 05 | 35 | 00 | 00 | M | Drainage & Containment | 401-05-3500-00-M | LF | YES | YES | n/a | 2010 | MATERIALS | Active | Building Materials | Basic Site Materials & Methods | 03000000000I |  |  |  | 5100 | Buildings | 40105350000M | Material cost for Drainage & Containment.
40 | 1 | 1 | 05 | 40 | 00 | 00 | M | Bases, Ballasts, Pavements & Appurtenances | 401-05-4000-00-M | SF | YES | YES | n/a | 2010 | MATERIALS | Active | Building Materials | Basic Site Materials & Methods | 03000000000I |  |  |  | 5100 | Buildings | 40105400000M | Material cost for Bases, Ballasts, Pavements & Appurtenances.
40 | 1 | 1 | 05 | 45 | 00 | 00 | M | Site Improvements & Amenities | 401-05-4500-00-M | LS | YES | YES | n/a | 2010 | MATERIALS | Active | Building Materials | Basic Site Materials & Methods | 03000000000I |  |  |  | 5100 | Buildings | 40105450000M | Material cost for Site Improvements & Amenities.
40 | 1 | 1 | 05 | 50 | 00 | 00 | M | Planting | 401-05-5000-00-M | SF | YES | YES | n/a | 2010 | MATERIALS | Active | Building Materials | Basic Site Materials & Methods | 03000000000I |  |  |  | 5100 | Buildings | 40105500000M | Material cost for Planting.
40 | 1 | 1 | 05 | 55 | 00 | 00 | M | Site Restoration & Rehab | 401-05-5500-00-M | SF | YES | YES | n/a | 2010 | MATERIALS | Active | Building Materials | Basic Site Materials & Methods | 03000000000I |  |  |  | 5100 | Buildings | 40105550000M | Summary of Site Restoration & Rehab material costs.
40 | 1 | 1 | 10 | 00 | 00 | 00 | M | Concrete | 401-10-0000-00-M | LS | YES | YES | n/a | 2010 | MATERIALS | Active | Building Materials | Concrete | 03000000000I |  |  |  | 5100 | Buildings | 40110000000M | Material cost for Concrete.
40 | 1 | 1 | 10 | 10 | 10 | 00 | M | Concrete Forms & Accessories | 401-10-1010-00-M | SF | YES | YES | n/a | 2010 | MATERIALS | Active | Building Materials | Concrete | 03000000000I |  |  |  | 5100 | Buildings | 40110101000M | Material cost for Concrete Forms & Accessories.
40 | 1 | 1 | 10 | 15 | 15 | 00 | M | Concrete Reinforcement | 401-10-1515-00-M | TN | YES | YES | n/a | 2010 | MATERIALS | Active | Building Materials | Concrete | 03000000000I |  |  |  | 5100 | Buildings | 40110151500M | Material cost for Concrete Reinforcement.
40 | 1 | 1 | 10 | 20 | 20 | 00 | M | Cast-In-Place Concrete | 401-10-2020-00-M | CY | YES | YES | n/a | 2010 | MATERIALS | Active | Building Materials | Concrete | 03000000000I |  |  |  | 5100 | Buildings | 40110202000M | Material cost for Cast-In-Place Concrete.
40 | 1 | 1 | 10 | 25 | 25 | 00 | M | Precast Concrete | 401-10-2525-00-M | EA | YES | YES | n/a | 2010 | MATERIALS | Active | Building Materials | Concrete | 03000000000I |  |  |  | 5100 | Buildings | 40110252500M | Material cost for Precast Concrete.
40 | 1 | 1 | 10 | 30 | 30 | 00 | M | Cementitious Decks and Underlay | 401-10-3030-00-M | SF | YES | YES | n/a | 2010 | MATERIALS | Active | Building Materials | Concrete | 03000000000I |  |  |  | 5100 | Buildings | 40110303000M | Material cost for Cementitious Decks and Underlay.
40 | 1 | 1 | 10 | 40 | 40 | 00 | M | Concrete Restoration & Cleaning | 401-10-4040-00-M | SF | YES | YES | n/a | 2010 | MATERIALS | Active | Building Materials | Concrete | 03000000000I |  |  |  | 5100 | Buildings | 40110404000M | Material cost for Concrete Restoration & Cleaning.
40 | 1 | 1 | 10 | 45 | 45 | 00 | M | Basic Masonry Mat. & Methods | 401-10-4545-00-M | SF | YES | YES | n/a | 2010 | MATERIALS | Active | Building Materials | Concrete | 03000000000I |  |  |  | 5100 | Buildings | 40110454500M | Material cost for Basic Masonry Mat. & Methods.
40 | 1 | 1 | 10 | 50 | 50 | 00 | M | Stone | 401-10-5050-00-M | SF | YES | YES | n/a | 2010 | MATERIALS | Active | Building Materials | Concrete | 03000000000I |  |  |  | 5100 | Buildings | 40110505000M | Material cost for Stone.
40 | 1 | 1 | 10 | 55 | 55 | 00 | M | Refractories | 401-10-5555-00-M | SF | YES | YES | n/a | 2010 | MATERIALS | Active | Building Materials | Concrete | 03000000000I |  |  |  | 5100 | Buildings | 40110555500M | Material cost for Refractories.
40 | 1 | 1 | 10 | 60 | 60 | 00 | M | Masonry Assemblies | 401-10-6060-00-M | SF | YES | YES | n/a | 2010 | MATERIALS | Active | Building Materials | Concrete | 03000000000I |  |  |  | 5100 | Buildings | 40110606000M | Material cost for Masonry Assemblies.
40 | 1 | 1 | 10 | 65 | 65 | 00 | M | Masonry Restor. & Cleaning | 401-10-6565-00-M | SF | YES | YES | n/a | 2010 | MATERIALS | Active | Building Materials | Concrete | 03000000000I |  |  |  | 5100 | Buildings | 40110656500M | Material cost for Masonry Restor. & Cleaning.
40 | 1 | 1 | 15 | 00 | 00 | 00 | M | Building Erection | 401-15-0000-00-M | LS | YES | YES | n/a | 2010 | MATERIALS | Active | Building Materials | Building Metals | 03000000000I |  |  |  | 5100 | Buildings | 40115000000M | Summary of Building Erection material costs.
40 | 1 | 1 | 15 | 10 | 00 | 00 | M | Building Field Erection | 401-15-1000-00-M | TN | YES | YES | n/a | 2010 | MATERIALS | Active | Building Materials | Building Metals |  |  |  |  | 5100 | Buildings | 40115100000M | Material cost for Building Field Erection.
40 | 1 | 1 | 15 | 20 | 00 | 00 | M | Metal Fabrication | 401-15-2000-00-M | TN | YES | YES | n/a | 2010 | MATERIALS | Active | Building Materials | Building Metals | 03000000000I |  |  |  | 5100 | Buildings | 40115200000M | Material cost for Metal Fabrication.
40 | 1 | 1 | 15 | 30 | 00 | 00 | M | Railroad Track & Accessories | 401-15-3000-00-M | LF | YES | YES | n/a | 2010 | MATERIALS | Active | Building Materials | Building Metals | 03000000000I |  |  |  | 5100 | Buildings | 40115300000M | Summary of Railroad Track & Accessories material costs.
40 | 1 | 1 | 15 | 40 | 30 | 00 | M | Ornamental Metals | 401-15-4030-00-M | LS | YES | YES | n/a | 2010 | MATERIALS | Active | Building Materials | Building Metals | 03000000000I |  |  |  | 5100 | Buildings | 40115403000M | Material cost for Ornamental Metals.
40 | 1 | 1 | 15 | 50 | 40 | 00 | M | Expansion Control | 401-15-5040-00-M | LF | YES | YES | n/a | 2010 | MATERIALS | Active | Building Materials | Building Metals | 03000000000I |  |  |  | 5100 | Buildings | 40115504000M | Material cost for Expansion Control.
40 | 1 | 1 | 20 | 00 | 00 | 00 | M | Wood & Plastics | 401-20-0000-00-M | LS | YES | YES | n/a | 2010 | MATERIALS | Active | Building Materials | Wood & Plastics | 03000000000I |  |  |  | 5100 | Buildings | 40120000000M | Summary of Wood & Plastics material costs.
40 | 1 | 1 | 20 | 10 | 00 | 00 | M | Rough Carpentry | 401-20-1000-00-M | SF | YES | YES | n/a | 2010 | MATERIALS | Active | Building Materials | Wood & Plastics | 03000000000I |  |  |  | 5100 | Buildings | 40120100000M | Material cost for Rough Carpentry.
40 | 1 | 1 | 20 | 20 | 00 | 00 | M | Finish Carpentry | 401-20-2000-00-M | SF | YES | YES | n/a | 2010 | MATERIALS | Active | Building Materials | Wood & Plastics | 03000000000I |  |  |  | 5100 | Buildings | 40120200000M | Material cost for Finish Carpentry.
40 | 1 | 1 | 20 | 30 | 00 | 00 | M | Architectural Woodwork | 401-20-3000-00-M | SF | YES | YES | n/a | 2010 | MATERIALS | Active | Building Materials | Wood & Plastics | 03000000000I |  |  |  | 5100 | Buildings | 40120300000M | Material cost for Architectural Woodwork.
40 | 1 | 1 | 20 | 40 | 00 | 00 | M | Structural Plastics | 401-20-4000-00-M | SF | YES | YES | n/a | 2010 | MATERIALS | Active | Building Materials | Wood & Plastics | 03000000000I |  |  |  | 5100 | Buildings | 40120400000M | Material cost for Structural Plastics.
40 | 1 | 1 | 20 | 50 | 00 | 00 | M | Plastic Fabrication | 401-20-5000-00-M | SF | YES | YES | n/a | 2010 | MATERIALS | Active | Building Materials | Wood & Plastics | 03000000000I |  |  |  | 5100 | Buildings | 40120500000M | Material cost for Plastic Fabrication.
40 | 1 | 1 | 25 | 00 | 00 | 00 | M | Thermal & Moisture Protection | 401-25-0000-00-M | LS | YES | YES | n/a | 2010 | MATERIALS | Active | Building Materials | Thermal & Moisture Protection | 03000000000I |  |  |  | 5100 | Buildings | 40125000000M | Summary of Thermal & Moisture Protection material costs.
40 | 1 | 1 | 25 | 10 | 00 | 00 | M | Thermal Protection | 401-25-1000-00-M | SF | YES | YES | n/a | 2010 | MATERIALS | Active | Building Materials | Thermal & Moisture Protection | 03000000000I |  |  |  | 5100 | Buildings | 40125100000M | Material cost for Thermal Protection.
40 | 1 | 1 | 25 | 15 | 00 | 00 | M | Shingles, Roof Tiles, & Roof Cov. | 401-25-1500-00-M | SF | YES | YES | n/a | 2010 | MATERIALS | Active | Building Materials | Thermal & Moisture Protection | 03000000000I |  |  |  | 5100 | Buildings | 40125150000M | Material cost for Shingles, Roof Tiles, & Roof Cov..
40 | 1 | 1 | 25 | 20 | 00 | 00 | M | Roofing & Sliding panels | 401-25-2000-00-M | SF | YES | YES | n/a | 2010 | MATERIALS | Active | Building Materials | Thermal & Moisture Protection | 03000000000I |  |  |  | 5100 | Buildings | 40125200000M | Material cost for Roofing & Sliding panels.
40 | 1 | 1 | 25 | 25 | 00 | 00 | M | Membrane Roofing | 401-25-2500-00-M | SF | YES | YES | n/a | 2010 | MATERIALS | Active | Building Materials | Thermal & Moisture Protection | 03000000000I |  |  |  | 5100 | Buildings | 40125250000M | Material cost for Membrane Roofing.
40 | 1 | 1 | 25 | 30 | 00 | 00 | M | Flashing & Sheet Metal | 401-25-3000-00-M | SF | YES | YES | n/a | 2010 | MATERIALS | Active | Building Materials | Thermal & Moisture Protection | 03000000000I |  |  |  | 5100 | Buildings | 40125300000M | Material cost for Flashing & Sheet Metal.
40 | 1 | 1 | 25 | 35 | 00 | 00 | M | Roof Specialties & Accessories | 401-25-3500-00-M | LS | YES | YES | n/a | 2010 | MATERIALS | Active | Building Materials | Thermal & Moisture Protection | 03000000000I |  |  |  | 5100 | Buildings | 40125350000M | Material cost for Roof Specialties & Accessories.
40 | 1 | 1 | 25 | 40 | 00 | 00 | M | Fire & Smoke Protection | 401-25-4000-00-M | SF | YES | YES | n/a | 2010 | MATERIALS | Active | Building Materials | Thermal & Moisture Protection | 03000000000I |  |  |  | 5100 | Buildings | 40125400000M | Material cost for Fire & Smoke Protection.
40 | 1 | 1 | 25 | 45 | 00 | 00 | M | Joint Sealers | 401-25-4500-00-M | LF | YES | YES | n/a | 2010 | MATERIALS | Active | Building Materials | Thermal & Moisture Protection | 03000000000I |  |  |  | 5100 | Buildings | 40125450000M | Material cost for Joint Sealers.
40 | 1 | 1 | 30 | 00 | 00 | 00 | M | Doors & Windows | 401-30-0000-00-M | LS | YES | YES | n/a | 2010 | MATERIALS | Active | Building Materials | Doors & Windows | 03000000000I |  |  |  | 5100 | Buildings | 40130000000M | Summary of Doors & Windows material costs.
40 | 1 | 1 | 30 | 10 | 00 | 00 | M | Wood & Plastic Doors | 401-30-1000-00-M | EA | YES | YES | n/a | 2010 | MATERIALS | Active | Building Materials | Doors & Windows | 03000000000I |  |  |  | 5100 | Buildings | 40130100000M | Material cost for Wood & Plastic Doors.
40 | 1 | 1 | 30 | 15 | 00 | 00 | M | Specialty Doors | 401-30-1500-00-M | EA | YES | YES | n/a | 2010 | MATERIALS | Active | Building Materials | Doors & Windows | 03000000000I |  |  |  | 5100 | Buildings | 40130150000M | Material cost for Specialty Doors.
40 | 1 | 1 | 30 | 20 | 00 | 00 | M | Entrances & Storefronts | 401-30-2000-00-M | EA | YES | YES | n/a | 2010 | MATERIALS | Active | Building Materials | Doors & Windows | 03000000000I |  |  |  | 5100 | Buildings | 40130200000M | Material cost for Entrances & Storefronts.
40 | 1 | 1 | 30 | 25 | 00 | 00 | M | Windows | 401-30-2500-00-M | EA | YES | YES | n/a | 2010 | MATERIALS | Active | Building Materials | Doors & Windows | 03000000000I |  |  |  | 5100 | Buildings | 40130250000M | Material cost for Windows.
40 | 1 | 1 | 30 | 30 | 00 | 00 | M | Skylights | 401-30-3000-00-M | EA | YES | YES | n/a | 2010 | MATERIALS | Active | Building Materials | Doors & Windows | 03000000000I |  |  |  | 5100 | Buildings | 40130300000M | Material cost for Skylights.
40 | 1 | 1 | 30 | 35 | 00 | 00 | M | Hardware | 401-30-3500-00-M | LS | YES | YES | n/a | 2010 | MATERIALS | Active | Building Materials | Doors & Windows | 03000000000I |  |  |  | 5100 | Buildings | 40130350000M | Material cost for Hardware.
40 | 1 | 1 | 30 | 40 | 00 | 00 | M | Glazing | 401-30-4000-00-M | SF | YES | YES | n/a | 2010 | MATERIALS | Active | Building Materials | Doors & Windows | 03000000000I |  |  |  | 5100 | Buildings | 40130400000M | Material cost for Glazing.
40 | 1 | 1 | 30 | 45 | 00 | 00 | M | Glazed Curtain Wall | 401-30-4500-00-M | SF | YES | YES | n/a | 2010 | MATERIALS | Active | Building Materials | Doors & Windows | 03000000000I |  |  |  | 5100 | Buildings | 40130450000M | Material cost for Glazed Curtain Wall.
40 | 1 | 1 | 35 | 00 | 00 | 00 | M | Finishes | 401-35-0000-00-M | LS | YES | YES | n/a | 2010 | MATERIALS | Active | Building Materials | Finishes | 03000000000I |  |  |  | 5100 | Buildings | 40135000000M | Summary of Finishes material costs.
40 | 1 | 1 | 35 | 10 | 00 | 00 | M | Plaster & Gypsum Board | 401-35-1000-00-M | SF | YES | YES | n/a | 2010 | MATERIALS | Active | Building Materials | Finishes | 03000000000I |  |  |  | 5100 | Buildings | 40135100000M | Material cost for Plaster & Gypsum Board.
40 | 1 | 1 | 35 | 15 | 00 | 00 | M | Ceilings | 401-35-1500-00-M | SF | YES | YES | n/a | 2010 | MATERIALS | Active | Building Materials | Finishes | 03000000000I |  |  |  | 5100 | Buildings | 40135150000M | Material cost for Ceilings.
40 | 2 | 1 | 35 | 20 | 00 | 00 | M | Flooring | 401-35-2000-00-M | SF | YES | YES | n/a | 2010 | MATERIALS | Active | Building Materials | Finishes | 03000000000I |  |  |  | 5100 | Buildings | 40135200000M | Material cost for Flooring.
40 | 2 | 1 | 35 | 25 | 00 | 00 | M | Wall Finishes | 401-35-2500-00-M | SF | YES | YES | n/a | 2010 | MATERIALS | Active | Building Materials | Finishes | 03000000000I |  |  |  | 5100 | Buildings | 40135250000M | Material cost for Wall Finishes.
40 | 2 | 1 | 35 | 30 | 00 | 00 | M | Acoustical Treatment | 401-35-3000-00-M | SF | YES | YES | n/a | 2010 | MATERIALS | Active | Building Materials | Finishes | 03000000000I |  |  |  | 5100 | Buildings | 40135300000M | Material cost for Acoustical Treatment.
40 | 4 | 1 | 35 | 35 | 00 | 00 | M | Paints & Coatings | 401-35-3500-00-M | SF | YES | YES | n/a | 2010 | MATERIALS | Active | Building Materials | Finishes | 03000000000I |  |  |  | 5100 | Buildings | 40135350000M | Material cost for Paints & Coatings.
40 | 4 | 1 | 40 | 00 | 00 | 00 | M | Specialties | 401-40-0000-00-M | LS | YES | YES | n/a | 2010 | MATERIALS | Active | Building Materials | Specialties | 03000000000I |  |  |  | 5100 | Buildings | 40140000000M | Summary of Specialties material costs.
40 | 4 | 1 | 40 | 10 | 00 | 00 | M | Fireplaces & Stoves | 401-40-1000-00-M | EA | YES | YES | n/a | 2010 | MATERIALS | Active | Building Materials | Specialties | 03000000000I |  |  |  | 5100 | Buildings | 40140100000M | Material cost for Fireplaces & Stoves.
40 | 4 | 1 | 40 | 15 | 00 | 00 | M | Identification Devices | 401-40-1500-00-M | EA | YES | YES | n/a | 2010 | MATERIALS | Active | Building Materials | Specialties | 03000000000I |  |  |  | 5100 | Buildings | 40140150000M | Material cost for Identification Devices.
40 | 0 | 1 | 40 | 20 | 00 | 00 | M | Partitions | 401-40-2000-00-M | SF | YES | YES | n/a | 2010 | MATERIALS | Active | Building Materials | Specialties | 03000000000I |  |  |  | 5100 | Buildings | 40140200000M | Material cost for Partitions.
40 | 0 | 1 | 40 | 25 | 00 | 00 | M | Equipment | 401-40-2500-00-M | LS | YES | YES | n/a | 2010 | MATERIALS | Active | Building Materials | Specialties | 03000000000I |  |  |  | 5100 | Buildings | 40140250000M | Material cost for Equipment.
40 | 0 | 1 | 40 | 30 | 00 | 00 | M | Furnishing | 401-40-3000-00-M | LS | YES | YES | n/a | 2010 | MATERIALS | Active | Building Materials | Specialties | 03000000000I |  |  |  | 5100 | Buildings | 40140300000M | Material cost for Furnishing.
40 | 0 | 1 | 40 | 35 | 00 | 00 | M | Special Construction | 401-40-3500-00-M | LS | YES | YES | n/a | 2010 | MATERIALS | Active | Building Materials | Specialties | 03000000000I |  |  |  | 5100 | Buildings | 40140350000M | Material cost for Special Construction.
40 | 0 | 1 | 40 | 40 | 00 | 00 | M | Conveying Systems | 401-40-4000-00-M | EA | YES | YES | n/a | 2010 | MATERIALS | Active | Building Materials | Specialties | 03000000000I |  |  |  | 5100 | Buildings | 40140400000M | Material cost for Conveying Systems.
40 | 0 | 1 | 45 | 00 | 00 | 00 | M | Mechanical | 401-45-0000-00-M | LS | YES | YES | n/a | 2010 | MATERIALS | Active | Building Materials | Mechanical | 03000000000I |  |  |  | 5100 | Buildings | 40145000000M | Material cost for Mechanical.
40 | 0 | 1 | 50 | 00 | 00 | 00 | M | Electrical | 401-50-0000-00-M | LS | YES | YES | n/a | 2010 | MATERIALS | Active | Building Materials | Electrical | 03000000000I |  |  |  | 5100 | Buildings | 40150000000M | Material cost for Electrical.
40 | 0 | 2 | 00 | 00 | 00 | 00 | 0 | Building Field Staff | 402-00-0000-00-0 | LS | YES | YES | n/a | 2010 | DIRECT SUPPORT | Active | Building Field Staff | Summary | 05200000000L |  |  |  |  | Buildings | 402000000000 | Top-level summary of all Building Field Staff costs.
40 | 0 | 2 | 20 | 00 | 00 | 00 | L | Buildings General Foreman | 402-20-0000-00-L | HR | YES | YES | n/a | 2010 | DIRECT SUPPORT | Active | Building Field Staff | Buildings General Foreman | 05220000000L |  |  |  | 5000 | Buildings | 40220000000L | Summary of Buildings General Foreman labor costs.
40 | 0 | 2 | 55 | 00 | 00 | 00 | L | Buildings Material Control | 402-55-0000-00-L | [13 empty] | 5000 |  | 40255000000L | Summary of Buildings Material Control labor costs.
40 | 0 | 2 | 60 | 00 | 00 | 00 | L | Buildings General Field Labor Support | 402-60-0000-00-L | HR | YES | YES | n/a | 2010 | DIRECT SUPPORT | Active | Building Field Staff | Buildings General Field Labor Support | 05250000000L |  |  |  | 5000 | Buildings | 40260000000L | Labor cost for Buildings General Field Labor Support.
40 | 0 | 4 | 00 | 00 | 00 | 00 | 0 | Building Equipment | 404-00-0000-00-0 | LS | YES | YES | n/a | 2010 | DIRECT SUPPORT | Active | Building Equipment | Summary | 05200000000L |  |  |  |  | Buildings | 404000000000 | Top-level summary of all Building Equipment costs.
40 | 0 | 4 | 10 | 00 | 00 | 00 | E | Buildings Haskell Owned Equipment | 404-10-0000-00-E | HR | YES | YES | n/a | 2010 | DIRECT SUPPORT | Active | Building Equipment | Buildings Haskell Owned Equipment | 05255000000L |  |  |  | 5300 | Buildings | 40410000000E | Equipment cost for Buildings Haskell Owned Equipment.
40 | 0 | 4 | 20 | 00 | 00 | 00 | E | Buildings Third Party Rental Equipment | 404-20-0000-00-E | HR | YES | YES | n/a | 2010 | DIRECT SUPPORT | Active | Building Equipment | Buildings Third Party Rental Equipment | 05260000000L |  |  |  | 5500 | Buildings | 40420000000E | Equipment cost for Buildings Third Party Rental Equipment.
40 | 0 | 4 | 50 | 00 | 00 | 00 | 0 | Buildings Maintenance Lubricants & Oil | 404-50-0000-00-0 | HR | YES | YES | n/a | 2010 | DIRECT SUPPORT | Active | Building Equipment | Buildings Maintenance Lubricants & Oil | 05265000000L |  |  |  |  | Buildings | 404500000000 | Cost of Buildings Maintenance Lubricants & Oil.
41 | 0 | 0 | 00 | 00 | 00 | 00 | 0 | Building Construction Direct Labor | 410-00-0000-00-0 | SF | YES | YES | n/a | 2010 | DIRECT LABOR | Active | Building Construction Direct Labor | Summary | [5 empty] | Buildings | 410000000000 | Top-level summary of all Building Construction Direct Labor costs.
41 | 0 | 0 | 05 | 00 | 00 | 00 | L | Basic Site Materials & Methods | 410-05-0000-00-L | LS | YES | YES | n/a | 2010 | DIRECT LABOR | Active | Building Construction Direct Labor | Basic Site Materials & Methods |  |  |  |  | 5000 | Buildings | 41005000000L | Summary of Basic Site Materials & Methods labor costs.
41 | 0 | 0 | 05 | 05 | 00 | 00 | L | Site Preparation | 410-05-0500-00-L | CY | YES | YES | n/a | 2010 | DIRECT LABOR | Active | Building Construction Direct Labor | Basic Site Materials & Methods |  |  |  |  | 5000 | Buildings | 41005050000L | Direct field labor for Site Preparation.
41 | 0 | 0 | 05 | 10 | 00 | 00 | L | Earthwork | 410-05-1000-00-L | CY | YES | YES | n/a | 2010 | DIRECT LABOR | Active | Building Construction Direct Labor | Basic Site Materials & Methods |  |  |  |  | 5000 | Buildings | 41005100000L | Direct field labor for Earthwork.
41 | 0 | 0 | 05 | 15 | 00 | 00 | L | Tunneling, Boring & Jacking | 410-05-1500-00-L | LF | YES | YES | n/a | 2010 | DIRECT LABOR | Active | Building Construction Direct Labor | Basic Site Materials & Methods |  |  |  |  | 5000 | Buildings | 41005150000L | Direct field labor for Tunneling, Boring & Jacking.
41 | 0 | 0 | 05 | 20 | 00 | 00 | L | Foundation & L.B. Elements | 410-05-2000-00-L | CY | YES | YES | n/a | 2010 | DIRECT LABOR | Active | Building Construction Direct Labor | Basic Site Materials & Methods |  |  |  |  | 5000 | Buildings | 41005200000L | Direct field labor for Foundation & L.B. Elements.
41 | 0 | 0 | 05 | 25 | 00 | 00 | L | Utility Services | 410-05-2500-00-L | LF | YES | YES | n/a | 2010 | DIRECT LABOR | Active | Building Construction Direct Labor | Basic Site Materials & Methods |  |  |  |  | 5000 | Buildings | 41005250000L | Direct field labor for Utility Services.
41 | 0 | 0 | 05 | 30 | 00 | 00 | L | Drainage & Containment | 410-05-3000-00-L | LF | YES | YES | n/a | 2010 | DIRECT LABOR | Active | Building Construction Direct Labor | Basic Site Materials & Methods |  |  |  |  | 5000 | Buildings | 41005300000L | Direct field labor for Drainage & Containment.
41 | 0 | 0 | 05 | 35 | 00 | 00 | L | Bases, Ballasts, Pavements & Appurtenances | 410-05-3500-00-L | SF | YES | YES | n/a | 2010 | DIRECT LABOR | Active | Building Construction Direct Labor | Basic Site Materials & Methods |  |  |  |  | 5000 | Buildings | 41005350000L | Direct field labor for Bases, Ballasts, Pavements & Appurtenances.
41 | 0 | 0 | 05 | 40 | 00 | 00 | L | Site Improvements & Amenities | 410-05-4000-00-L | LS | YES | YES | n/a | 2010 | DIRECT LABOR | Active | Building Construction Direct Labor | Basic Site Materials & Methods |  |  |  |  | 5000 | Buildings | 41005400000L | Direct field labor for Site Improvements & Amenities.
41 | 0 | 0 | 05 | 45 | 00 | 00 | L | Planting | 410-05-4500-00-L | SF | YES | YES | n/a | 2010 | DIRECT LABOR | Active | Building Construction Direct Labor | Basic Site Materials & Methods |  |  |  |  | 5000 | Buildings | 41005450000L | Direct field labor for Planting.
41 | 0 | 0 | 05 | 50 | 00 | 00 | L | Site Restoration & Rehab | 410-05-5000-00-L | SF | YES | YES | n/a | 2010 | DIRECT LABOR | Active | Building Construction Direct Labor | Basic Site Materials & Methods |  |  |  |  | 5000 | Buildings | 41005500000L | Direct field labor for Site Restoration & Rehab.
41 | 0 | 0 | 10 | 00 | 00 | 00 | L | Concrete | 410-10-0000-00-L | LS | YES | YES | n/a | 2010 | DIRECT LABOR | Active | Building Construction Direct Labor | Concrete | 200000000000 |  |  |  | 5000 | Buildings | 41010000000L | Summary of Concrete labor costs.
41 | 0 | 0 | 10 | 05 | 00 | 00 | L | Concrete Forms & Accessories | 410-10-0500-00-L | SF | YES | YES | n/a | 2010 | DIRECT LABOR | Active | Building Construction Direct Labor | Concrete | 200000000000 |  |  |  | 5000 | Buildings | 41010050000L | Direct field labor for Concrete Forms & Accessories.
41 | 0 | 0 | 10 | 10 | 00 | 00 | L | Concrete Reinforcement | 410-10-1000-00-L | TN | YES | YES | n/a | 2010 | DIRECT LABOR | Active | Building Construction Direct Labor | Concrete | 200000000000 |  |  |  | 5000 | Buildings | 41010100000L | Direct field labor for Concrete Reinforcement.
41 | 0 | 0 | 10 | 15 | 00 | 00 | L | Cast-In-Place Concrete | 410-10-1500-00-L | CY | YES | YES | n/a | 2010 | DIRECT LABOR | Active | Building Construction Direct Labor | Concrete | 200000000000 |  |  |  | 5000 | Buildings | 41010150000L | Direct field labor for Cast-In-Place Concrete.
41 | 0 | 0 | 10 | 20 | 00 | 00 | L | Precast Concrete | 410-10-2000-00-L | EA | YES | YES | n/a | 2010 | DIRECT LABOR | Active | Building Construction Direct Labor | Concrete | 200000000000 |  |  |  | 5000 | Buildings | 41010200000L | Direct field labor for Precast Concrete.
41 | 0 | 0 | 10 | 25 | 00 | 00 | L | Cementitious Decks and Underlay | 410-10-2500-00-L | SF | YES | YES | n/a | 2010 | DIRECT LABOR | Active | Building Construction Direct Labor | Concrete | 200000000000 |  |  |  | 5000 | Buildings | 41010250000L | Direct field labor for Cementitious Decks and Underlay.
41 | 0 | 0 | 10 | 30 | 00 | 00 | L | Grouts | 410-10-3000-00-L | CF | YES | YES | n/a | 2010 | DIRECT LABOR | Active | Building Construction Direct Labor | Concrete | 200000000000 |  |  |  | 5000 | Buildings | 41010300000L | Direct field labor for Grouts.
41 | 0 | 0 | 10 | 35 | 00 | 00 | L | Concrete Restoration & Cleaning | 410-10-3500-00-L | SF | YES | YES | n/a | 2010 | DIRECT LABOR | Active | Building Construction Direct Labor | Concrete | 200000000000 |  |  |  | 5000 | Buildings | 41010350000L | Direct field labor for Concrete Restoration & Cleaning.
41 | 0 | 0 | 10 | 40 | 00 | 00 | L | Basic Masonry Mat. & Methods | 410-10-4000-00-L | SF | YES | YES | n/a | 2010 | DIRECT LABOR | Active | Building Construction Direct Labor | Concrete | 200000000000 |  |  |  | 5000 | Buildings | 41010400000L | Direct field labor for Basic Masonry Mat. & Methods.
41 | 0 | 0 | 10 | 45 | 00 | 00 | L | Stone | 410-10-4500-00-L | SF | YES | YES | n/a | 2010 | DIRECT LABOR | Active | Building Construction Direct Labor | Concrete | 200000000000 |  |  |  | 5000 | Buildings | 41010450000L | Direct field labor for Stone.
41 | 0 | 0 | 10 | 50 | 00 | 00 | L | Refractories | 410-10-5000-00-L | SF | YES | YES | n/a | 2010 | DIRECT LABOR | Active | Building Construction Direct Labor | Concrete | 200000000000 |  |  |  | 5000 | Buildings | 41010500000L | Direct field labor for Refractories.
41 | 0 | 0 | 10 | 55 | 00 | 00 | L | Masonry Assemblies | 410-10-5500-00-L | SF | YES | YES | n/a | 2010 | DIRECT LABOR | Active | Building Construction Direct Labor | Concrete | 200000000000 |  |  |  | 5000 | Buildings | 41010550000L | Direct field labor for Masonry Assemblies.
41 | 0 | 0 | 10 | 60 | 00 | 00 | L | Masonry Restor. & Cleaning | 410-10-6000-00-L | SF | YES | YES | n/a | 2010 | DIRECT LABOR | Active | Building Construction Direct Labor | Concrete | 200000000000 |  |  |  | 5000 | Buildings | 41010600000L | Direct field labor for Masonry Restor. & Cleaning.
41 | 0 | 0 | 15 | 00 | 00 | 00 | L | Building Metals | 410-15-0000-00-L | LS | YES | YES | n/a | 2010 | DIRECT LABOR | Active | Building Construction Direct Labor | Building Metals |  |  |  |  | 5000 | Buildings | 41015000000L | Summary of Building Metals labor costs.
41 | 0 | 0 | 15 | 05 | 00 | 00 | L | Metal Fabrication | 410-15-0500-00-L | TN | YES | YES | n/a | 2010 | DIRECT LABOR | Active | Building Construction Direct Labor | Building Metals |  |  |  |  | 5000 | Buildings | 41015050000L | Direct field labor for Metal Fabrication.
41 | 0 | 0 | 15 | 10 | 00 | 00 | L | Railroad Track & Accessories | 410-15-1000-00-L | LF | YES | YES | n/a | 2010 | DIRECT LABOR | Active | Building Construction Direct Labor | Building Metals |  |  |  |  | 5000 | Buildings | 41015100000L | Direct field labor for Railroad Track & Accessories.
41 | 0 | 0 | 15 | 15 | 00 | 00 | L | Ornamental Metals | 410-15-1500-00-L | LS | YES | YES | n/a | 2010 | DIRECT LABOR | Active | Building Construction Direct Labor | Building Metals |  |  |  |  | 5000 | Buildings | 41015150000L | Direct field labor for Ornamental Metals.
41 | 0 | 0 | 15 | 20 | 00 | 00 | L | Expansion Control | 410-15-2000-00-L | LF | YES | YES | n/a | 2010 | DIRECT LABOR | Active | Building Construction Direct Labor | Building Metals |  |  |  |  | 5000 | Buildings | 41015200000L | Direct field labor for Expansion Control.
41 | 0 | 0 | 20 | 00 | 00 | 00 | L | Doors & Windows | 410-20-0000-00-L | LS | YES | YES | n/a | 2010 | DIRECT LABOR | Active | Building Construction Direct Labor | Doors & Windows |  |  |  |  | 5000 | Buildings | 41020000000L | Summary of Doors & Windows labor costs.
41 | 0 | 0 | 20 | 05 | 00 | 00 | L | Wood & Plastic Doors | 410-20-0500-00-L | EA | YES | YES | n/a | 2010 | DIRECT LABOR | Active | Building Construction Direct Labor | Doors & Windows |  |  |  |  | 5000 | Buildings | 41020050000L | Direct field labor for Wood & Plastic Doors.
41 | 0 | 0 | 20 | 10 | 00 | 00 | L | Specialty Doors | 410-20-1000-00-L | EA | YES | YES | n/a | 2010 | DIRECT LABOR | Active | Building Construction Direct Labor | Doors & Windows |  |  |  |  | 5000 | Buildings | 41020100000L | Direct field labor for Specialty Doors.
41 | 0 | 0 | 20 | 15 | 00 | 00 | L | Entrances & Storefronts | 410-20-1500-00-L | EA | YES | YES | n/a | 2010 | DIRECT LABOR | Active | Building Construction Direct Labor | Doors & Windows |  |  |  |  | 5000 | Buildings | 41020150000L | Direct field labor for Entrances & Storefronts.
41 | 0 | 0 | 20 | 20 | 00 | 00 | L | Windows | 410-20-2000-00-L | EA | YES | YES | n/a | 2010 | DIRECT LABOR | Active | Building Construction Direct Labor | Doors & Windows |  |  |  |  | 5000 | Buildings | 41020200000L | Direct field labor for Windows.
41 | 0 | 0 | 20 | 25 | 00 | 00 | L | Skylights | 410-20-2500-00-L | EA | YES | YES | n/a | 2010 | DIRECT LABOR | Active | Building Construction Direct Labor | Doors & Windows |  |  |  |  | 5000 | Buildings | 41020250000L | Direct field labor for Skylights.
41 | 0 | 0 | 20 | 30 | 00 | 00 | L | Hardware | 410-20-3000-00-L | LS | YES | YES | n/a | 2010 | DIRECT LABOR | Active | Building Construction Direct Labor | Doors & Windows |  |  |  |  | 5000 | Buildings | 41020300000L | Direct field labor for Hardware.
41 | 0 | 0 | 20 | 35 | 00 | 00 | L | Glazing | 410-20-3500-00-L | SF | YES | YES | n/a | 2010 | DIRECT LABOR | Active | Building Construction Direct Labor | Doors & Windows |  |  |  |  | 5000 | Buildings | 41020350000L | Direct field labor for Glazing.
41 | 0 | 0 | 20 | 40 | 00 | 00 | L | Glazed Curtain Wall | 410-20-4000-00-L | SF | YES | YES | n/a | 2010 | DIRECT LABOR | Active | Building Construction Direct Labor | Doors & Windows |  |  |  |  | 5000 | Buildings | 41020400000L | Direct field labor for Glazed Curtain Wall.
41 | 0 | 0 | 25 | 00 | 00 | 00 | L | Building Enclosure | 410-25-0000-00-L | LS | YES | YES | n/a | 2010 | DIRECT LABOR | Active | Building Construction Direct Labor | Thermal & Moisture Protection |  |  |  |  | 5000 | Buildings | 41025000000L | Summary of Building Enclosure labor costs.
41 | 0 | 0 | 25 | 05 | 00 | 00 | L | Thermal Protection | 410-25-0500-00-L | SF | YES | YES | n/a | 2010 | DIRECT LABOR | Active | Building Construction Direct Labor | Thermal & Moisture Protection |  |  |  |  | 5000 | Buildings | 41025050000L | Direct field labor for Thermal Protection.
41 | 0 | 0 | 25 | 10 | 00 | 00 | L | Shingles, Roof Tiles, & Roof Cov. | 410-25-1000-00-L | SF | YES | YES | n/a | 2010 | DIRECT LABOR | Active | Building Construction Direct Labor | Thermal & Moisture Protection |  |  |  |  | 5000 | Buildings | 41025100000L | Direct field labor for Shingles, Roof Tiles, & Roof Cov..
41 | 0 | 0 | 25 | 15 | 00 | 00 | L | Roofing & Sliding panels | 410-25-1500-00-L | SF | YES | YES | n/a | 2010 | DIRECT LABOR | Active | Building Construction Direct Labor | Thermal & Moisture Protection |  |  |  |  | 5000 | Buildings | 41025150000L | Direct field labor for Roofing & Sliding panels.
41 | 0 | 0 | 25 | 20 | 00 | 00 | L | Membrane Roofing | 410-25-2000-00-L | SF | YES | YES | n/a | 2010 | DIRECT LABOR | Active | Building Construction Direct Labor | Thermal & Moisture Protection |  |  |  |  | 5000 | Buildings | 41025200000L | Direct field labor for Membrane Roofing.
41 | 0 | 0 | 25 | 25 | 00 | 00 | L | Flashing & Sheet Metal | 410-25-2500-00-L | SF | YES | YES | n/a | 2010 | DIRECT LABOR | Active | Building Construction Direct Labor | Thermal & Moisture Protection |  |  |  |  | 5000 | Buildings | 41025250000L | Direct field labor for Flashing & Sheet Metal.
41 | 0 | 0 | 25 | 30 | 00 | 00 | L | Roof Specialties & Accessories | 410-25-3000-00-L | LS | YES | YES | n/a | 2010 | DIRECT LABOR | Active | Building Construction Direct Labor | Thermal & Moisture Protection |  |  |  |  | 5000 | Buildings | 41025300000L | Direct field labor for Roof Specialties & Accessories.
41 | 0 | 0 | 25 | 35 | 00 | 00 | L | Fire & Smoke Protection | 410-25-3500-00-L | SF | YES | YES | n/a | 2010 | DIRECT LABOR | Active | Building Construction Direct Labor | Thermal & Moisture Protection |  |  |  |  | 5000 | Buildings | 41025350000L | Direct field labor for Fire & Smoke Protection.
41 | 0 | 0 | 25 | 40 | 00 | 00 | L | Joint Sealers | 410-25-4000-00-L | LF | YES | YES | n/a | 2010 | DIRECT LABOR | Active | Building Construction Direct Labor | Thermal & Moisture Protection |  |  |  |  | 5000 | Buildings | 41025400000L | Direct field labor for Joint Sealers.
41 | 0 | 0 | 30 | 00 | 00 | 00 | L | Wood & Plastics | 410-30-0000-00-L | LS | YES | YES | n/a | 2010 | DIRECT LABOR | Active | Building Construction Direct Labor | Wood & Plastics |  |  |  |  | 5000 | Buildings | 41030000000L | Summary of Wood & Plastics labor costs.
41 | 0 | 0 | 30 | 05 | 00 | 00 | L | Rough Carpentry | 410-30-0500-00-L | SF | YES | YES | n/a | 2010 | DIRECT LABOR | Active | Building Construction Direct Labor | Wood & Plastics |  |  |  |  | 5000 | Buildings | 41030050000L | Direct field labor for Rough Carpentry.
41 | 0 | 0 | 30 | 10 | 00 | 00 | L | Finish Carpentry | 410-30-1000-00-L | SF | YES | YES | n/a | 2010 | DIRECT LABOR | Active | Building Construction Direct Labor | Wood & Plastics |  |  |  |  | 5000 | Buildings | 41030100000L | Direct field labor for Finish Carpentry.
41 | 0 | 0 | 30 | 15 | 00 | 00 | L | Architectural Woodwork | 410-30-1500-00-L | SF | YES | YES | n/a | 2010 | DIRECT LABOR | Active | Building Construction Direct Labor | Wood & Plastics |  |  |  |  | 5000 | Buildings | 41030150000L | Direct field labor for Architectural Woodwork.
41 | 0 | 0 | 30 | 20 | 00 | 00 | L | Structural Plastics | 410-30-2000-00-L | SF | YES | YES | n/a | 2010 | DIRECT LABOR | Active | Building Construction Direct Labor | Wood & Plastics |  |  |  |  | 5000 | Buildings | 41030200000L | Direct field labor for Structural Plastics.
41 | 0 | 0 | 30 | 25 | 00 | 00 | L | Plastic Fabrication | 410-30-2500-00-L | SF | YES | YES | n/a | 2010 | DIRECT LABOR | Active | Building Construction Direct Labor | Wood & Plastics |  |  |  |  | 5000 | Buildings | 41030250000L | Direct field labor for Plastic Fabrication.
41 | 0 | 0 | 35 | 00 | 00 | 00 | L | Finishes | 410-35-0000-00-L | LS | YES | YES | n/a | 2010 | DIRECT LABOR | Active | Building Construction Direct Labor | Finishes |  |  |  |  | 5000 | Buildings | 41035000000L | Summary of Finishes labor costs.
41 | 0 | 0 | 35 | 05 | 00 | 00 | L | Metal Stud Framing & Drywall | 410-35-0500-00-L | SF | YES | YES | n/a | 2010 | DIRECT LABOR | Active | Building Construction Direct Labor | Finishes |  |  |  |  | 5000 | Buildings | 41035050000L | Labor cost for Metal Stud Framing & Drywall.
41 | 0 | 0 | 35 | 10 | 00 | 00 | L | Ceilings | 410-35-1000-00-L | SF | YES | YES | n/a | 2010 | DIRECT LABOR | Active | Building Construction Direct Labor | Finishes |  |  |  |  | 5000 | Buildings | 41035100000L | Direct field labor for Ceilings.
41 | 0 | 0 | 35 | 15 | 00 | 00 | L | Flooring | 410-35-1500-00-L | SF | YES | YES | n/a | 2010 | DIRECT LABOR | Active | Building Construction Direct Labor | Finishes |  |  |  |  | 5000 | Buildings | 41035150000L | Direct field labor for Flooring.
41 | 0 | 0 | 35 | 20 | 00 | 00 | L | Wall Finishes | 410-35-2000-00-L | SF | YES | YES | n/a | 2010 | DIRECT LABOR | Active | Building Construction Direct Labor | Finishes |  |  |  |  | 5000 | Buildings | 41035200000L | Direct field labor for Wall Finishes.
41 | 0 | 0 | 35 | 25 | 00 | 00 | L | Acoustical Treatment | 410-35-2500-00-L | SF | YES | YES | n/a | 2010 | DIRECT LABOR | Active | Building Construction Direct Labor | Finishes |  |  |  |  | 5000 | Buildings | 41035250000L | Direct field labor for Acoustical Treatment.
41 | 0 | 0 | 35 | 30 | 00 | 00 | L | Paints & Coatings | 410-35-3000-00-L | SF | YES | YES | n/a | 2010 | DIRECT LABOR | Active | Building Construction Direct Labor | Finishes |  |  |  |  | 5000 | Buildings | 41035300000L | Direct field labor for Paints & Coatings.
41 | 0 | 0 | 40 | 00 | 00 | 00 | L | Specialties | 410-40-0000-00-L | LS | YES | YES | n/a | 2010 | DIRECT LABOR | Active | Building Construction Direct Labor | Specialties |  |  |  |  | 5000 | Buildings | 41040000000L | Summary of Specialties labor costs.
41 | 0 | 0 | 40 | 05 | 00 | 00 | L | Fireplaces & Stoves | 410-40-0500-00-L | EA | YES | YES | n/a | 2010 | DIRECT LABOR | Active | Building Construction Direct Labor | Specialties |  |  |  |  | 5000 | Buildings | 41040050000L | Direct field labor for Fireplaces & Stoves.
41 | 0 | 0 | 40 | 10 | 00 | 00 | L | Identification Devices | 410-40-1000-00-L | EA | YES | YES | n/a | 2010 | DIRECT LABOR | Active | Building Construction Direct Labor | Specialties |  |  |  |  | 5000 | Buildings | 41040100000L | Direct field labor for Identification Devices.
41 | 0 | 0 | 40 | 15 | 00 | 00 | L | Partitions | 410-40-1500-00-L | SF | YES | YES | n/a | 2010 | DIRECT LABOR | Active | Building Construction Direct Labor | Specialties |  |  |  |  | 5000 | Buildings | 41040150000L | Direct field labor for Partitions.
41 | 0 | 0 | 40 | 20 | 00 | 00 | L | Specialties - Equipment | 410-40-2000-00-L | LS | YES | YES | n/a | 2010 | DIRECT LABOR | Active | Building Construction Direct Labor | Specialties |  |  |  |  | 5000 | Buildings | 41040200000L | Direct field labor for Specialties - Equipment.
41 | 0 | 0 | 40 | 25 | 00 | 00 | L | Furnishing | 410-40-2500-00-L | LS | YES | YES | n/a | 2010 | DIRECT LABOR | Active | Building Construction Direct Labor | Specialties |  |  |  |  | 5000 | Buildings | 41040250000L | Direct field labor for Furnishing.
41 | 0 | 0 | 40 | 30 | 00 | 00 | L | Special Construction | 410-40-3000-00-L | LS | YES | YES | n/a | 2010 | DIRECT LABOR | Active | Building Construction Direct Labor | Specialties |  |  |  |  | 5000 | Buildings | 41040300000L | Direct field labor for Special Construction.
41 | 1 | 0 | 40 | 35 | 00 | 00 | L | Conveying Systems | 410-40-3500-00-L | EA | YES | YES | n/a | 2010 | DIRECT LABOR | Active | Building Construction Direct Labor | Specialties |  |  |  |  | 5000 | Buildings | 41040350000L | Direct field labor for Conveying Systems.
41 | 2 | 0 | 45 | 00 | 00 | 00 | L | Mechanical | 410-45-0000-00-L | LS | YES | YES | n/a | 2010 | DIRECT LABOR | Active | Building Construction Direct Labor | Mechanical |  |  |  |  | 5000 | Buildings | 41045000000L | Summary of Mechanical labor costs.
41 | 2 | 0 | 45 | 05 | 00 | 00 | L | Building Services Piping | 410-45-0500-00-L | LF | YES | YES | n/a | 2010 | DIRECT LABOR | Active | Building Construction Direct Labor | Mechanical |  |  |  |  | 5000 | Buildings | 41045050000L | Direct field labor for Building Services Piping.
41 | 2 | 0 | 45 | 10 | 00 | 00 | L | Plumbing Fixtures & Equipment | 410-45-1000-00-L | EA | YES | YES | n/a | 2010 | DIRECT LABOR | Active | Building Construction Direct Labor | Mechanical |  |  |  |  | 5000 | Buildings | 41045100000L | Direct field labor for Plumbing Fixtures & Equipment.
41 | 2 | 0 | 45 | 15 | 00 | 00 | L | Heat Generation & Equipment | 410-45-1500-00-L | LS | YES | YES | n/a | 2010 | DIRECT LABOR | Active | Building Construction Direct Labor | Mechanical |  |  |  |  | 5000 | Buildings | 41045150000L | Direct field labor for Heat Generation & Equipment.
41 | 2 | 0 | 45 | 20 | 00 | 00 | L | HVAC | 410-45-2000-00-L | LS | YES | YES | n/a | 2010 | DIRECT LABOR | Active | Building Construction Direct Labor | Mechanical |  |  |  |  | 5000 | Buildings | 41045200000L | Direct field labor for HVAC.
41 | 2 | 0 | 50 | 00 | 00 | 00 | L | Electrical Labor | 410-50-0000-00-L | LS | YES | YES | n/a | 2010 | DIRECT LABOR | Active | Building Construction Direct Labor | Electrical Labor | 700000000000 |  |  |  | 5000 | Buildings | 41050000000L | Summary of Electrical Labor labor costs.
41 | 2 | 0 | 50 | 05 | 00 | 00 | L | Electrical Labor - Equipment | 410-50-0500-00-L | LS | YES | YES | n/a | 2010 | DIRECT LABOR | Active | Building Construction Direct Labor | Electrical Labor | 700000000000 |  |  |  | 5000 | Buildings | 41050050000L | Direct field labor for Electrical Labor - Equipment.
41 | 2 | 0 | 50 | 10 | 00 | 00 | L | Grounding & Bonding | 410-50-1000-00-L | LF | YES | YES | n/a | 2010 | DIRECT LABOR | Active | Building Construction Direct Labor | Electrical Labor | 700000000000 |  |  |  | 5000 | Buildings | 41050100000L | Direct field labor for Grounding & Bonding.
41 | 2 | 0 | 50 | 15 | 00 | 00 | L | Conduit & Raceway | 410-50-1500-00-L | LF | YES | YES | n/a | 2010 | DIRECT LABOR | Active | Building Construction Direct Labor | Electrical Labor | 700000000000 |  |  |  | 5000 | Buildings | 41050150000L | Direct field labor for Conduit & Raceway.
41 | 2 | 0 | 50 | 20 | 00 | 00 | L | Wiring & Terminations | 410-50-2000-00-L | LF | YES | YES | n/a | 2010 | DIRECT LABOR | Active | Building Construction Direct Labor | Electrical Labor | 700000000000 |  |  |  | 5000 | Buildings | 41050200000L | Direct field labor for Wiring & Terminations.
41 | 2 | 0 | 50 | 25 | 00 | 00 | L | Low Voltage Distribution | 410-50-2500-00-L | LS | YES | YES | n/a | 2010 | DIRECT LABOR | Active | Building Construction Direct Labor | Electrical Labor | 700000000000 |  |  |  | 5000 | Buildings | 41050250000L | Direct field labor for Low Voltage Distribution.
41 | 2 | 0 | 50 | 30 | 00 | 00 | L | Fixtures | 410-50-3000-00-L | EA | YES | YES | n/a | 2010 | DIRECT LABOR | Active | Building Construction Direct Labor | Electrical Labor | 700000000000 |  |  |  | 5000 | Buildings | 41050300000L | Direct field labor for Fixtures.
41 | 2 | 0 | 50 | 35 | 00 | 00 | L | Communications / Sound / Video | 410-50-3500-00-L | LS | YES | YES | n/a | 2010 | DIRECT LABOR | Active | Building Construction Direct Labor | Electrical Labor | 700000000000 |  |  |  | 5000 | Buildings | 41050350000L | Direct field labor for Communications / Sound / Video.
50 | 3 | 0 | 00 | 00 | 00 | 00 | 0 | Equipment | 500-00-0000-00-0 | LS | NO | NO |  | 2010 | DIRECT | Active | Equipment | Summary |  |  |  |  | 5000 | Equipment | 500000000000 | Top-level summary of all Equipment costs.
50 | 3 | 1 | 00 | 00 | 00 | 00 | 0 | Equipment Shop Materials | 501-00-0000-00-0 | LS | YES | YES | Bulks | 2010 | MATERIALS | Active | Equipment Shop Materials | Summary | 03000000000I |  |  |  | 5100 | Equipment | 501000000000 | Top-level summary of all Equipment Shop Materials costs.
50 | 3 | 2 | 00 | 00 | 00 | 00 | 0 | Equipment Shop Field Staff | 502-00-0000-00-0 | LS | YES | YES | Bulks | 2010 | DIRECT SUPPORT | Active | Equipment Shop Field Staff | Summary | 05200000000L |  |  |  | 5000 | Equipment | 502000000000 | Top-level summary of all Equipment Shop Field Staff costs.
50 | 3 | 2 | 10 | 00 | 00 | 00 | L | Equipment Shop Management | 502-10-0000-00-L | EA | NO | NO |  | 2010 | DIRECT SUPPORT | Active | Equipment Shop Field Staff | Equipment Shop Management |  |  |  |  | 5000 | Equipment | 50210000000L | Labor cost for Equipment Shop Management.
50 | 3 | 2 | 20 | 00 | 00 | 00 | L | Equipment Shop General Foremen | 502-20-0000-00-L | EA | NO | NO |  | 2010 | DIRECT SUPPORT | Active | Equipment Shop Field Staff | Equipment Shop General Foremen |  |  |  |  | 5000 | Equipment | 50220000000L | Summary of Equipment Shop General Foremen labor costs.
50 | 3 | 2 | 20 | 25 | 00 | 00 | L | Equipment Shop - General Foremen - Boilermaker | 502-20-2500-00-L | CY | NO | NO |  | 2010 | DIRECT SUPPORT | Active | Equipment Shop Field Staff | Equipment Shop General Foremen |  |  |  |  | 5000 | Equipment | 50220250000L | Labor cost for Equipment Shop - General Foremen - Boilermaker.
50 | 3 | 2 | 20 | 30 | 00 | 00 | L | Equipment Shop - General Foremen - Millwright | 502-20-3000-00-L | CY | NO | NO |  | 2010 | DIRECT SUPPORT | Active | Equipment Shop Field Staff | Equipment Shop General Foremen |  |  |  |  | 5000 | Equipment | 50220300000L | Labor cost for Equipment Shop - General Foremen - Millwright.
50 | 3 | 2 | 20 | 35 | 00 | 00 | L | Equipment Shop - General Foremen - Pipefitter | 502-20-3500-00-L | CY | NO | NO |  | 2010 | DIRECT SUPPORT | Active | Equipment Shop Field Staff | Equipment Shop General Foremen |  |  |  |  | 5000 | Equipment | 50220350000L | Labor cost for Equipment Shop - General Foremen - Pipefitter.
50 | 3 | 2 | 25 | 00 | 00 | 00 | L | Equipment Shop Administration | 502-25-0000-00-L | EA | NO | NO |  | 2010 | DIRECT SUPPORT | Active | Equipment Shop Field Staff | Equipment Shop Administration |  |  |  |  | 5000 | Equipment | 50225000000L | Summary of Equipment Shop Administration labor costs.
50 | 3 | 2 | 25 | 10 | 00 | 00 | L | Equipment Shop - Office Manager | 502-25-1000-00-L | CY | NO | NO |  | 2010 | DIRECT SUPPORT | Active | Equipment Shop Field Staff | Equipment Shop Administration |  |  |  |  | 5000 | Equipment | 50225100000L | Labor cost for Equipment Shop - Office Manager.
50 | 3 | 2 | 25 | 20 | 00 | 00 | L | Equipment Shop - Clerical | 502-25-2000-00-L | CY | NO | NO |  | 2010 | DIRECT SUPPORT | Active | Equipment Shop Field Staff | Equipment Shop Administration |  |  |  |  | 5000 | Equipment | 50225200000L | Labor cost for Equipment Shop - Clerical.
50 | 4 | 2 | 30 | 00 | 00 | 00 | L | Equipment Shop Procurement/Subcontract | 502-30-0000-00-L | EA | NO | NO |  | 2010 | DIRECT SUPPORT | Active | Equipment Shop Field Staff | Equipment Shop Procurement/Subcontract |  |  |  |  | 5000 | Equipment | 50230000000L | Summary of Equipment Shop Procurement/Subcontract labor costs.
50 | 4 | 2 | 30 | 10 | 00 | 00 | L | Equipment Shop - Procurement Manager | 502-30-1000-00-L | CY | NO | NO |  | 2010 | DIRECT SUPPORT | Active | Equipment Shop Field Staff | Equipment Shop Procurement/Subcontract |  |  |  |  | 5000 | Equipment | 50230100000L | Labor cost for Equipment Shop - Procurement Manager.
50 | 4 | 2 | 50 | 00 | 00 | 00 | 0 | Equipment Shop Quality | 502-50-0000-00-0 | EA | NO | NO |  | 2010 | DIRECT SUPPORT | Active | Equipment Shop Field Staff | Equipment Shop Quality |  |  |  |  | 5000 | Equipment | 502500000000 | Cost of Equipment Shop Quality.
50 | 4 | 2 | 55 | 00 | 00 | 00 | L | Equipment Shop Material Control | 502-55-0000-00-L | EA | NO | NO |  | 2010 | DIRECT SUPPORT | Active | Equipment Shop Field Staff | Equipment Shop Material Control |  |  |  |  | 5000 | Equipment | 50255000000L | Labor cost for Equipment Shop Material Control.
50 | 4 | 3 | 00 | 00 | 00 | 00 | 0 | Equipment Shop Field Support Services & Supplies | 503-00-0000-00-0 | LS | YES | YES | Bulks | 2010 | DIRECT SUPPORT | Active | Equipment Shop Field Support Services & Supplies | Summary | 05200000000L |  |  |  | 5000 | Equipment | 503000000000 | Top-level summary of all Equipment Shop Support costs.
50 | 4 | 3 | 10 | 00 | 00 | 00 | O | Equipment Shop Small Tools & Consumables | 503-10-0000-00-O | EA | NO | NO |  | 2010 | DIRECT SUPPORT | Active | Equipment Shop Field Support Services & Supplies | Equipment Shop Small Tools & Consumables |  |  |  |  | 5400 | Equipment | 50310000000O | Summary of Equipment Shop Small Tools & Consumables costs.
50 | 7 | 3 | 10 | 05 | 00 | 00 | O | Equipment Shop - Small Tools | 503-10-0500-00-O | CY | NO | NO |  | 2010 | DIRECT SUPPORT | Active | Equipment Shop Field Support Services & Supplies | Equipment Shop Small Tools & Consumables |  |  |  |  | 5400 | Equipment | 50310050000O | Cost of Equipment Shop - Small Tools.
50 | 7 | 3 | 10 | 10 | 00 | 00 | O | Equipment Shop - Consumables (used one time) | 503-10-1000-00-O | CY | NO | NO |  | 2010 | DIRECT SUPPORT | Active | Equipment Shop Field Support Services & Supplies | Equipment Shop Small Tools & Consumables |  |  |  |  | 5400 | Equipment | 50310100000O | Cost of Equipment Shop - Consumables (used one time).
50 | 7 | 3 | 10 | 15 | 00 | 00 | O | Equipment Shop - Safety Supplies | 503-10-1500-00-O | CY | NO | NO |  | 2010 | DIRECT SUPPORT | Active | Equipment Shop Field Support Services & Supplies | Equipment Shop Small Tools & Consumables |  |  |  |  | 5400 | Equipment | 50310150000O | Cost of Equipment Shop - Safety Supplies.
50 | 7 | 3 | 10 | 20 | 00 | 00 | O | Equipment Shop - Other Supplies | 503-10-2000-00-O | CY | NO | NO |  | 2010 | DIRECT SUPPORT | Active | Equipment Shop Field Support Services & Supplies | Equipment Shop Small Tools & Consumables |  |  |  |  | 5400 | Equipment | 50310200000O | Cost of Equipment Shop - Other Supplies.
50 | 7 | 3 | 20 | 00 | 00 | 00 | O | Equipment Shop Site Services | 503-20-0000-00-O | EA | NO | NO |  | 2010 | DIRECT SUPPORT | Active | Equipment Shop Field Support Services & Supplies | Equipment Shop Site Services |  |  |  |  | 5400 | Equipment | 50320000000O | Summary of Equipment Shop Site Services costs.
50 | 9 | 3 | 20 | 50 | 00 | 00 | O | Equipment Shop Freight/Shipping/Mail | 503-20-5000-00-O | CF | NO | NO |  | 2010 | DIRECT SUPPORT | Active | Equipment Shop Field Support Services & Supplies | Equipment Shop Site Services | 05255000000L |  |  |  | 5400 | Equipment | 50320500000O | Summary of Equipment Shop Freight/Shipping/Mail costs.
50 | 0 | 3 | 20 | 50 | 15 | 00 | O | Equipment Shop Ground Freight | 503-20-5015-00-O | CF | NO | NO |  | 2010 | DIRECT SUPPORT | Active | Equipment Shop Field Support Services & Supplies | Equipment Shop Site Services |  |  |  |  | 5400 | Equipment | 50320501500O | Cost of Equipment Shop Ground Freight.
50 | 0 | 3 | 20 | 50 | 20 | 00 | O | Equipment Shop Air Freight | 503-20-5020-00-O | CF | NO | NO |  | 2010 | DIRECT SUPPORT | Active | Equipment Shop Field Support Services & Supplies | Equipment Shop Site Services |  |  |  |  | 5400 | Equipment | 50320502000O | Cost of Equipment Shop Air Freight.
50 | 0 | 3 | 20 | 50 | 25 | 00 | O | Equipment Shop Ocean Freight | 503-20-5025-00-O | CF | NO | NO |  | 2010 | DIRECT SUPPORT | Active | Equipment Shop Field Support Services & Supplies | Equipment Shop Site Services |  |  |  |  | 5400 | Equipment | 50320502500O | Cost of Equipment Shop Ocean Freight.
50 | 0 | 4 | 00 | 00 | 00 | 00 | 0 | Equipment Shop Equipment | 504-00-0000-00-0 | LS | YES | YES | Bulks | 2010 | DIRECT SUPPORT | Active | Equipment Shop Equipment | Summary | 05200000000L |  |  |  | 5300 | Equipment | 504000000000 | Top-level summary of all Equipment Shop Equipment costs.
50 | 0 | 4 | 10 | 00 | 00 | 00 | E | Equipment Shop Haskell Owned Equipment | 504-10-0000-00-E | EA | NO | NO |  | 2010 | DIRECT SUPPORT | Active | Equipment Shop Equipment | Equipment Shop Haskell Owned Equipment |  |  |  |  | 5300 | Equipment | 50410000000E | Summary of Equipment Shop Haskell Owned Equipment costs.
50 | 0 | 4 | 10 | 40 | 00 | 00 | E | Equipment Shop Cranes | 504-10-4000-00-E | CF | NO | NO |  | 2010 | DIRECT SUPPORT | Active | Equipment Shop Equipment | Equipment Shop Haskell Owned Equipment | 05255000000L |  |  |  | 5300 | Equipment | 50410400000E | Equipment cost for Equipment Shop Cranes.
50 | 0 | 4 | 20 | 00 | 00 | 00 | E | Equipment Shop Third Party Rental Equipment | 504-20-0000-00-E | EA | NO | NO |  | 2010 | DIRECT SUPPORT | Active | Equipment Shop Equipment | Equipment Shop Third Party Rental Equipment |  |  |  |  | 5500 | Equipment | 50420000000E | Summary of Equipment Shop Third Party Rental Equipment costs.
50 | 0 | 4 | 20 | 40 | 00 | 00 | E | Equipment Shop Third Party Cranes | 504-20-4000-00-E | CF | NO | NO |  | 2010 | DIRECT SUPPORT | Active | Equipment Shop Equipment | Equipment Shop Third Party Rental Equipment | 05255000000L |  |  |  | 5300 | Equipment | 50420400000E | Equipment cost for Equipment Shop Third Party Cranes.
50 | 0 | 4 | 50 | 00 | 00 | 00 | 0 | Equipment Shop Maintenance Lubricants & Oil | 504-50-0000-00-0 | EA | NO | NO |  | 2010 | DIRECT SUPPORT | Active | Equipment Shop Equipment | Equipment Shop Maintenance Lubricants & Oil |  |  |  |  | 5000 | Equipment | 504500000000 | Cost of Equipment Shop Maintenance Lubricants & Oil.
50 | 0 | 7 | 00 | 00 | 00 | 00 | 0 | Equipment Shop Training & Expenses | 507-00-0000-00-0 | LS | YES | YES | Bulks | 2010 | DIRECT SUPPORT | Active | Equipment Shop Training & Expenses | Summary |  |  |  |  | 5000 | Equipment | 507000000000 | Top-level summary of all Equipment Shop Training & Expenses costs.
50 | 1 | 7 | 10 | 00 | 00 | 00 | 0 | Equipment Shop Training & Onboarding | 507-10-0000-00-0 | EA | NO | NO |  | 2010 | DIRECT SUPPORT | Active | Equipment Shop Training & Expenses | Equipment Shop Training & Onboarding |  |  |  |  | 5000 | Equipment | 507100000000 | Cost of Equipment Shop Training & Onboarding.
50 | 1 | 7 | 20 | 00 | 00 | 00 | 0 | Equipment Shop Expenses | 507-20-0000-00-0 | EA | NO | NO |  | 2010 | DIRECT SUPPORT | Active | Equipment Shop Training & Expenses | Equipment Shop Expenses |  |  |  |  | 5000 | Equipment | 507200000000 | Summary of Equipment Shop Expenses costs.
50 | 1 | 7 | 20 | 90 | 00 | 00 | L | Equipment Shop Market Recovery | 507-20-9000-00-L | CF | NO | NO |  | 2010 | DIRECT SUPPORT | Active | Equipment Shop Training & Expenses | Equipment Shop Expenses | 05255000000L |  |  |  | 5000 | Equipment | 50720900000L | Labor cost for Equipment Shop Market Recovery.
50 | 1 | 7 | 50 | 00 | 00 | 00 | L | Equipment Shop Work Gap Allowance | 507-50-0000-00-L | EA | NO | NO |  | 2010 | DIRECT SUPPORT | Active | Equipment Shop Training & Expenses | Equipment Shop Work Gap Allowance |  |  |  |  | 5000 | Equipment | 50750000000L | Labor cost for Equipment Shop Work Gap Allowance.
50 | 1 | 9 | 00 | 00 | 00 | 00 | 0 | Equipment Shop Testing & Services | 509-00-0000-00-0 | LF | YES | YES | Bulks | 2010 | DIRECT LABOR | Active | Equipment Shop Testing & Services | Summary | 608000000000 |  |  |  | 5000 | Equipment | 509000000000 | Top-level summary of all Equipment Shop Testing & Services costs.
51 | 1 | 0 | 00 | 00 | 00 | 00 | 0 | Shop Fabricate Equipment | 510-00-0000-00-0 | LS | YES | YES | Bulks | 2010 | DIRECT LABOR | Active | Shop Fabricate Equipment | Summary |  |  |  |  | 5000 | Equipment | 510000000000 | Top-level summary of all Shop Fabricate Equipment costs.
51 | 1 | 0 | 33 | 00 | 00 | 00 | L | Fab / Assemble Modules | 510-33-0000-00-L | EA | NO | NO |  | 2010 | DIRECT LABOR | Active | Shop Fabricate Equipment | Fab / Assemble Modules |  |  |  |  | 5000 | Equipment | 51033000000L | Direct field labor for Fab / Assemble Modules.
51 | 1 | 0 | 34 | 00 | 00 | 00 | L | Fab / Assemble Rotating Equipment | 510-34-0000-00-L | EA | NO | NO |  | 2010 | DIRECT LABOR | Active | Shop Fabricate Equipment | Fab / Assemble Rotating Equipment |  |  |  |  | 5000 | Equipment | 51034000000L | Direct field labor for Fab / Assemble Rotating Equipment.
51 | 1 | 0 | 35 | 00 | 00 | 00 | L | Fab / Assemble Tanks / Vessels / Columns / Reactors | 510-35-0000-00-L | EA | NO | NO |  | 2010 | DIRECT LABOR | Active | Shop Fabricate Equipment | Fab / Assemble Tanks / Vessels / Columns / Reactors |  |  |  |  | 5000 | Equipment | 51035000000L | Direct field labor for Fab / Assemble Tanks / Vessels / Columns / Reactors.
51 | 2 | 0 | 36 | 00 | 00 | 00 | L | Fab / Assemble Fab Boilers-Heaters | 510-36-0000-00-L | EA | NO | NO |  | 2010 | DIRECT LABOR | Active | Shop Fabricate Equipment | Fab / Assemble Fab Boilers-Heaters |  |  |  |  | 5000 | Equipment | 51036000000L | Direct field labor for Fab / Assemble Fab Boilers-Heaters.
51 | 2 | 0 | 37 | 00 | 00 | 00 | L | Fab / Assemble Refrigeration & Chillers | 510-37-0000-00-L | EA | NO | NO |  | 2010 | DIRECT LABOR | Active | Shop Fabricate Equipment | Fab / Assemble Refrigeration & Chillers |  |  |  |  | 5000 | Equipment | 51037000000L | Direct field labor for Fab / Assemble Refrigeration & Chillers.
51 | 2 | 0 | 38 | 00 | 00 | 00 | L | Fab / Assemble Heat Transfer Equipment | 510-38-0000-00-L | EA | NO | NO |  | 2010 | DIRECT LABOR | Active | Shop Fabricate Equipment | Fab / Assemble Heat Transfer Equipment |  |  |  |  | 5000 | Equipment | 51038000000L | Direct field labor for Fab / Assemble Heat Transfer Equipment.
51 | 2 | 0 | 39 | 00 | 00 | 00 | L | Fab / Assemble Material Handling | 510-39-0000-00-L | EA | NO | NO |  | 2010 | DIRECT LABOR | Active | Shop Fabricate Equipment | Fab / Assemble Material Handling |  |  |  |  | 5000 | Equipment | 51039000000L | Direct field labor for Fab / Assemble Material Handling.
51 | 2 | 0 | 40 | 00 | 00 | 00 | L | Fab / Assemble Emission Control Equipment | 510-40-0000-00-L | EA | NO | NO |  | 2010 | DIRECT LABOR | Active | Shop Fabricate Equipment | Fab / Assemble Emission Control Equipment |  |  |  |  | 5000 | Equipment | 51040000000L | Direct field labor for Fab / Assemble Emission Control Equipment.
53 | 4 | 0 | 00 | 00 | 00 | 00 | 0 | Equipment Installation | 530-00-0000-00-0 | EA | NO | NO | n/a | 2010 | DIRECT | Active | Equipment | Summary |  |  |  |  | 5000 | Equipment | 530000000000 | Top-level summary of all Equipment costs.
53 | 4 | 1 | 00 | 00 | 00 | 00 | 0 | Equipment Bulk Materials | 531-00-0000-00-0 | LT | YES | YES | Bulks | 2010 | MATERIALS | Active | Equipment Bulk Materials | Summary | 03000000000I |  |  |  | 5000 | Equipment | 531000000000 | Top-level summary of all Equipment Bulk Materials costs.
53 | 4 | 1 | 05 | 00 | 00 | 00 | M | Plate Steel Materials | 531-05-0000-00-M | LT | NO | YES | Bulks | 2010 | MATERIALS | Active | Equipment Bulk Materials | Module Materials - Bulk Materials | 03000000000I |  |  |  | 5100 | Equipment | 53105000000M | Material cost for Plate Steel.
53 | 4 | 1 | 10 | 00 | 00 | 00 | M | Structural Shapes Materials | 531-10-0000-00-M | LT | NO | YES | Bulks | 2010 | MATERIALS | Active | Equipment Bulk Materials | Rotating Equipment Materials - Bulk Materials | 03000000000I |  |  |  | 5100 | Equipment | 53110000000M | Material cost for Structural Shapes.
53 | 9 | 1 | 15 | 00 | 00 | 00 | M | Non-structural Steel Materials | 531-15-0000-00-M | LT | NO | YES | Bulks | 2010 | MATERIALS | Active | Equipment Bulk Materials | Tanks / Vessels / Columns / Reactors Materials - Bulk Materials | 03000000000I |  |  |  | 5100 | Equipment | 53115000000M | Material cost for Non-structural Steel.
53 | 0 | 1 | 20 | 00 | 00 | 00 | M | Shims & Leveling Materials | 531-20-0000-00-M | LT | NO | YES | Bulks | 2010 | MATERIALS | Active | Equipment Bulk Materials | Boiler & Heater Materials - Bulk Materials | 03000000000I |  |  |  | 5100 | Equipment | 53120000000M | Material cost for Shims & Leveling.
53 | 0 | 1 | 25 | 00 | 00 | 00 | M | Bolts & Fasteners Materials | 531-25-0000-00-M | LT | NO | YES | Bulks | 2010 | MATERIALS | Active | Equipment Bulk Materials | Refrigeration & Chiller System Materials - Bulk Materials | 03000000000I |  |  |  | 5100 | Equipment | 53125000000M | Material cost for Bolts & Fasteners.
53 | 0 | 1 | 30 | 00 | 00 | 00 | M | Gaskets & Seals Materials | 531-30-0000-00-M | LT | NO | YES | Bulks | 2010 | MATERIALS | Active | Equipment Bulk Materials | Heat Transfer Equipment Materials - Bulk Materials | 03000000000I |  |  |  | 5100 | Equipment | 53130000000M | Material cost for Gaskets & Seals.
53 | 0 | 1 | 35 | 00 | 00 | 00 | M | Column Internal Materials | 531-35-0000-00-M | LT | NO | YES | Bulks | 2010 | MATERIALS | Active | Equipment Bulk Materials | Material Handling Equipment Materials - Bulk Materials | 03000000000I |  |  |  | 5100 | Equipment | 53135000000M | Material cost for Column Internal.
53 | 0 | 1 | 40 | 00 | 00 | 00 | M | Lubricants & First Fill Materials | 531-40-0000-00-M | LT | NO | YES | Bulks | 2010 | MATERIALS | Active | Equipment Bulk Materials | Emissions Control & Pollution Management System Materials - Bulk Materials | 03000000000I |  |  |  | 5100 | Equipment | 53140000000M | Material cost for Lubricants & First Fill.
53 | 0 | 1 | 45 | 00 | 00 | 00 | M | Wire Rope Materials | 531-45-0000-00-M | LT | NO | YES | Bulks | 2010 | MATERIALS | Active | Equipment Bulk Materials | Emissions Control & Pollution Management System Materials - Bulk Materials | 03000000000I |  |  |  | 5100 | Equipment | 53145000000M | Material cost for Wire Rope.
53 | 0 | 2 | 00 | 00 | 00 | 00 | 0 | Equipment Field Staff | 532-00-0000-00-0 | HR | YES | YES | n/a | 2010 | DIRECT SUPPORT | Active | Equipment Field Staff | Summary | 05200000000L |  |  |  | 5000 | Equipment | 532000000000 | Top-level summary of all Equipment Field Staff costs.
53 | 0 | 2 | 20 | 00 | 00 | 00 | L | Equipment General Foreman | 532-20-0000-00-L | HR | NO | NO |  | 2010 | DIRECT SUPPORT | Active | Equipment Field Staff | Equipment General Foreman | 05220000000L |  |  |  | 5000 | Equipment | 53220000000L | Summary of Equipment General Foreman labor costs.
53 | 0 | 2 | 55 | 00 | 00 | 00 | L | Equipment Material Control | 532-55-0000-00-L | HR | NO | NO |  | 2010 | DIRECT SUPPORT | Active | Equipment Field Staff | Equipment General Foreman | 05220000000L |  |  |  | 5000 | Equipment | 53255000000L | Labor cost for Equipment Material Control.
53 | 0 | 2 | 60 | 00 | 00 | 00 | L | Equipment General Field Labor Support | 532-60-0000-00-L | HR | NO | NO |  | 2010 | DIRECT SUPPORT | Active | Equipment Field Staff | Equipment General Field Labor Support | 05220000000L |  |  |  | 5000 | Equipment | 53260000000L | Summary of Equipment General Field Labor Support labor costs.
53 | 0 | 2 | 60 | 55 | 00 | 00 | L | Operators & Drivers | 532-60-5500-00-L | HR | NO | NO |  | 2010 | DIRECT SUPPORT | Active | Equipment Field Staff | Equipment General Field Labor Support |  |  |  |  | 5000 | Equipment | 53260550000L | Summary of Operators & Drivers labor costs.
53 | 0 | 2 | 60 | 55 | 10 | 00 | L | Crane Operator | 532-60-5510-00-L | HR | NO | NO |  | 2010 | DIRECT SUPPORT | Active | Equipment Field Staff | Equipment General Field Labor Support |  |  |  |  | 5000 | Equipment | 53260551000L | Direct field labor for Crane Operator.
53 | 0 | 2 | 60 | 60 | 00 | 00 | L | Safety Attendents - Equipment | 532-60-6000-00-L | HR | NO | NO |  | 2010 | DIRECT SUPPORT | Active | Equipment Field Staff | Equipment General Field Labor Support |  |  |  |  | 5000 | Equipment | 53260600000L | Labor cost for Safety Attendents - Equipment.
53 | 0 | 4 | 00 | 00 | 00 | 00 | 0 | Construction Equipment | 534-00-0000-00-0 | HR | YES | YES | n/a | 2010 | DIRECT SUPPORT | Active | Construction Equipment | Summary | 05200000000L |  |  |  | 5300 | Equipment | 534000000000 | Top-level summary of all Construction Equipment costs.
53 | 0 | 4 | 10 | 00 | 00 | 00 | E | Equipment Haskell Owned Equipment | 534-10-0000-00-E | HR | NO | NO |  | 2010 | DIRECT SUPPORT | Active | Construction Equipment | Equipment Haskell Owned Equipment |  |  |  |  | 5300 | Equipment | 53410000000E | Cost of Equipment Haskell Owned Equipment.
53 | 0 | 4 | 20 | 00 | 00 | 00 | E | Equipment Third Party Rental Equipment | 534-20-0000-00-E | HR | NO | NO |  | 2010 | DIRECT SUPPORT | Active | Construction Equipment | Equipment Third Party Rental Equipment |  |  |  |  | 5500 | Equipment | 53420000000E | Cost of Equipment Third Party Rental Equipment.
53 | 1 | 4 | 50 | 00 | 00 | 00 | 0 | Equipment Maintenance Lubricants & Oil | 534-50-0000-00-0 | LT | NO | NO |  | 2010 | DIRECT SUPPORT | Active | Construction Equipment | Equipment Maintenance Lubricants & Oil |  |  |  |  | 5000 | Equipment | 534500000000 | Cost of Equipment Maintenance Lubricants & Oil.
53 | 1 | 9 | 00 | 00 | 00 | 00 | 0 | Equipment Testing & Services | 539-00-0000-00-0 | LT | YES | YES | Bulks | 2010 | DIRECT LABOR | Active | Equipment Testing & Services | Summary |  |  |  |  | 5000 | Equipment | 539000000000 | Top-level summary of all Equipment Testing & Services costs.
53 | 1 | 9 | 99 | 00 | 00 | 00 | L | Equipment Hydrotesting & Restoration | 539-99-0000-00-L | EA | YES | YES | Bulks | 2010 | DIRECT LABOR | Active | Equipment Testing & Services | Equipment Hydrotesting & Restoration |  |  |  |  | 5000 | Equipment | 53999000000L | Direct field labor for Equipment Hydrotesting & Restoration.
54 | 1 | 0 | 00 | 00 | 00 | 00 | 0 | Modules | 540-00-0000-00-0 | EA | YES | YES | Bulks | 2010 | DIRECT LABOR | Active | Modules | Summary |  |  |  |  | 5000 | Equipment | 540000000000 | Top-level summary of all Modules costs.
54 | 1 | 0 | 15 | 00 | 00 | 00 | L | Module Installation (Onsite) | 540-15-0000-00-L | EA | NO | YES | Bulks | 2010 | DIRECT LABOR | Active | Modules | Module Installation (Onsite) |  |  |  |  | 5000 | Equipment | 54015000000L | Summary of Module Installation (Onsite) labor costs.
54 | 1 | 0 | 15 | 05 | 00 | 00 | L | Process Modules | 540-15-0500-00-L | EA | NO | NO |  | 2010 | DIRECT LABOR | Active | Modules | Module Installation (Onsite) |  |  |  |  | 5000 | Equipment | 54015050000L | Direct field labor for Process Modules.
54 | 1 | 0 | 15 | 10 | 00 | 00 | L | Utility Modules | 540-15-1000-00-L | EA | NO | NO |  | 2010 | DIRECT LABOR | Active | Modules | Module Installation (Onsite) |  |  |  |  | 5000 | Equipment | 54015100000L | Direct field labor for Utility Modules.
54 | 1 | 0 | 15 | 15 | 00 | 00 | L | Pipe Rack Modules | 540-15-1500-00-L | EA | NO | NO |  | 2010 | DIRECT LABOR | Active | Modules | Module Installation (Onsite) |  |  |  |  | 5000 | Equipment | 54015150000L | Direct field labor for Pipe Rack Modules.
54 | 1 | 0 | 16 | 00 | 00 | 00 | L | Skid Packages (Separate Category) | 540-16-0000-00-L | EA | NO | YES | Tagged | 2010 | DIRECT LABOR | Active | Modules | Skid Packages (Separate Category) |  |  |  |  | 5000 | Equipment | 54016000000L | Summary of Skid Packages (Separate Category) labor costs.
54 | 1 | 0 | 16 | 10 | 00 | 00 | L | Pump Skids | 540-16-1000-00-L | EA | NO | YES | Tagged | 2010 | DIRECT LABOR | Active | Modules | Skid Packages (Separate Category) |  |  |  |  | 5000 | Equipment | 54016100000L | Direct field labor for Pump Skids.
54 | 1 | 0 | 16 | 15 | 00 | 00 | L | Compressor Skids | 540-16-1500-00-L | EA | NO | YES | Tagged | 2010 | DIRECT LABOR | Active | Modules | Skid Packages (Separate Category) |  |  |  |  | 5000 | Equipment | 54016150000L | Direct field labor for Compressor Skids.
54 | 1 | 0 | 16 | 20 | 00 | 00 | L | Filter-Separator Skids | 540-16-2000-00-L | EA | NO | YES | Tagged | 2010 | DIRECT LABOR | Active | Modules | Skid Packages (Separate Category) |  |  |  |  | 5000 | Equipment | 54016200000L | Direct field labor for Filter-Separator Skids.
54 | 1 | 0 | 16 | 25 | 00 | 00 | L | Chemical Injection Skids | 540-16-2500-00-L | EA | NO | YES | Tagged | 2010 | DIRECT LABOR | Active | Modules | Skid Packages (Separate Category) |  |  |  |  | 5000 | Equipment | 54016250000L | Direct field labor for Chemical Injection Skids.
54 | 1 | 0 | 16 | 30 | 00 | 00 | L | Fuel Gas Conditioning Skids | 540-16-3000-00-L | EA | NO | YES | Tagged | 2010 | DIRECT LABOR | Active | Modules | Skid Packages (Separate Category) |  |  |  |  | 5000 | Equipment | 54016300000L | Direct field labor for Fuel Gas Conditioning Skids.
54 | 1 | 0 | 16 | 35 | 00 | 00 | L | Metering Skids | 540-16-3500-00-L | EA | NO | YES | Tagged | 2010 | DIRECT LABOR | Active | Modules | Skid Packages (Separate Category) |  |  |  |  | 5000 | Equipment | 54016350000L | Direct field labor for Metering Skids.
54 | 1 | 0 | 16 | 40 | 00 | 00 | L | Lube Oil Skids | 540-16-4000-00-L | EA | NO | YES | Tagged | 2010 | DIRECT LABOR | Active | Modules | Skid Packages (Separate Category) |  |  |  |  | 5000 | Equipment | 54016400000L | Direct field labor for Lube Oil Skids.
54 | 1 | 0 | 16 | 45 | 00 | 00 | L | Seal Oil Skids | 540-16-4500-00-L | EA | NO | YES | Tagged | 2010 | DIRECT LABOR | Active | Modules | Skid Packages (Separate Category) |  |  |  |  | 5000 | Equipment | 54016450000L | Direct field labor for Seal Oil Skids.
54 | 1 | 0 | 16 | 50 | 00 | 00 | L | Water Treatment Skids | 540-16-5000-00-L | EA | NO | YES | Tagged | 2010 | DIRECT LABOR | Active | Modules | Skid Packages (Separate Category) |  |  |  |  | 5000 | Equipment | 54016500000L | Direct field labor for Water Treatment Skids.
54 | 1 | 0 | 16 | 55 | 00 | 00 | L | HVAC Mechanical Skids | 540-16-5500-00-L | EA | NO | YES | Tagged | 2010 | DIRECT LABOR | Active | Modules | Skid Packages (Separate Category) |  |  |  |  | 5000 | Equipment | 54016550000L | Direct field labor for HVAC Mechanical Skids.
54 | 1 | 1 | 00 | 00 | 00 | 00 | 0 | Fixed / Static Equipment (Tanks / Vessels / Columns / Rx's / Silos) | 541-00-0000-00-0 | EA | YES | YES | Tagged | 2010 | DIRECT LABOR | Active | Fixed / Static Equipment (Tanks / Vessels / Columns / Rx's / Silos) | Summary |  |  |  |  | 5000 | Equipment | 541000000000 | Top-level summary of all Fixed / Static Equipment (Tanks / Vessels / Columns / Rx's / Silos) costs.
54 | 1 | 1 | 05 | 00 | 00 | 00 | L | Tanks | 541-05-0000-00-L | EA | YES | YES | Tagged | 2010 | DIRECT LABOR | Active | Fixed / Static Equipment (Tanks / Vessels / Columns / Rx's / Silos) | Tanks |  |  |  |  | 5000 | Equipment | 54105000000L | Summary of Tanks labor costs.
54 | 1 | 1 | 05 | 05 | 00 | 00 | L | Shop-Fabricated Tank Installation | 541-05-0500-00-L | EA | NO | YES | Tagged | 2010 | DIRECT LABOR | Active | Fixed / Static Equipment (Tanks / Vessels / Columns / Rx's / Silos) | Tanks |  |  |  |  | 5000 | Equipment | 54105050000L | Summary of Shop-Fabricated Tank Installation labor costs.
54 | 1 | 1 | 05 | 05 | 05 | 00 | L | Horizontal Cylindrical Tank (AST) | 541-05-0505-00-L | EA | NO | YES | Tagged | 2010 | DIRECT LABOR | Active | Fixed / Static Equipment (Tanks / Vessels / Columns / Rx's / Silos) | Tanks |  |  |  |  | 5000 | Equipment | 54105050500L | Summary of Horizontal Cylindrical Tank (AST) labor costs.
54 | 1 | 1 | 05 | 05 | 05 | 05 | L | Horizontal Cylindrical Tank (AST) - ≤500 gal | 541-05-0505-05-L | EA | NO | NO |  | 2010 | DIRECT LABOR | Active | Fixed / Static Equipment (Tanks / Vessels / Columns / Rx's / Silos) | Tanks |  |  |  |  | 5000 | Equipment | 54105050505L | Direct field labor for Horizontal Cylindrical Tank (AST) - ≤500 gal.
54 | 1 | 1 | 05 | 05 | 05 | 10 | L | Horizontal Cylindrical Tank (AST) - 501–2,500 gal | 541-05-0505-10-L | EA | NO | NO |  | 2010 | DIRECT LABOR | Active | Fixed / Static Equipment (Tanks / Vessels / Columns / Rx's / Silos) | Tanks |  |  |  |  | 5000 | Equipment | 54105050510L | Direct field labor for Horizontal Cylindrical Tank (AST) - 501–2,500 gal.
54 | 1 | 1 | 05 | 05 | 05 | 15 | L | Horizontal Cylindrical Tank (AST) - 2,501–10,000 gal | 541-05-0505-15-L | EA | NO | NO |  | 2010 | DIRECT LABOR | Active | Fixed / Static Equipment (Tanks / Vessels / Columns / Rx's / Silos) | Tanks |  |  |  |  | 5000 | Equipment | 54105050515L | Direct field labor for Horizontal Cylindrical Tank (AST) - 2,501–10,000 gal.
54 | 1 | 1 | 05 | 05 | 05 | 20 | L | Horizontal Cylindrical Tank (AST) - 10,001–20,000 gal | 541-05-0505-20-L | EA | NO | NO |  | 2010 | DIRECT LABOR | Active | Fixed / Static Equipment (Tanks / Vessels / Columns / Rx's / Silos) | Tanks |  |  |  |  | 5000 | Equipment | 54105050520L | Direct field labor for Horizontal Cylindrical Tank (AST) - 10,001–20,000 gal.
54 | 1 | 1 | 05 | 05 | 10 | 00 | L | Vertical Cylindrical Tank (AST) | 541-05-0510-00-L | EA | NO | YES | Tagged | 2010 | DIRECT LABOR | Active | Fixed / Static Equipment (Tanks / Vessels / Columns / Rx's / Silos) | Tanks |  |  |  |  | 5000 | Equipment | 54105051000L | Summary of Vertical Cylindrical Tank (AST) labor costs.
54 | 1 | 1 | 05 | 05 | 10 | 05 | L | Vertical Cylindrical Tank (AST) - ≤500 gal | 541-05-0510-05-L | EA | NO | NO |  | 2010 | DIRECT LABOR | Active | Fixed / Static Equipment (Tanks / Vessels / Columns / Rx's / Silos) | Tanks |  |  |  |  | 5000 | Equipment | 54105051005L | Direct field labor for Vertical Cylindrical Tank (AST) - ≤500 gal.
54 | 1 | 1 | 05 | 05 | 10 | 10 | L | Vertical Cylindrical Tank (AST) - 501–2,500 gal | 541-05-0510-10-L | EA | NO | NO |  | 2010 | DIRECT LABOR | Active | Fixed / Static Equipment (Tanks / Vessels / Columns / Rx's / Silos) | Tanks |  |  |  |  | 5000 | Equipment | 54105051010L | Direct field labor for Vertical Cylindrical Tank (AST) - 501–2,500 gal.
54 | 1 | 1 | 05 | 05 | 10 | 15 | L | Vertical Cylindrical Tank (AST) - 2,501–10,000 gal | 541-05-0510-15-L | EA | NO | NO |  | 2010 | DIRECT LABOR | Active | Fixed / Static Equipment (Tanks / Vessels / Columns / Rx's / Silos) | Tanks |  |  |  |  | 5000 | Equipment | 54105051015L | Direct field labor for Vertical Cylindrical Tank (AST) - 2,501–10,000 gal.
54 | 1 | 1 | 05 | 05 | 10 | 20 | L | Vertical Cylindrical Tank (AST) - 10,001–20,000 gal | 541-05-0510-20-L | EA | NO | NO |  | 2010 | DIRECT LABOR | Active | Fixed / Static Equipment (Tanks / Vessels / Columns / Rx's / Silos) | Tanks |  |  |  |  | 5000 | Equipment | 54105051020L | Direct field labor for Vertical Cylindrical Tank (AST) - 10,001–20,000 gal.
54 | 1 | 1 | 05 | 05 | 15 | 00 | L | Rectangular Tank (AST) | 541-05-0515-00-L | EA | NO | YES | Tagged | 2010 | DIRECT LABOR | Active | Fixed / Static Equipment (Tanks / Vessels / Columns / Rx's / Silos) | Tanks |  |  |  |  | 5000 | Equipment | 54105051500L | Summary of Rectangular Tank (AST) labor costs.
54 | 1 | 1 | 05 | 05 | 15 | 05 | L | Rectangular Tank (AST) - ≤500 gal | 541-05-0515-05-L | EA | NO | NO |  | 2010 | DIRECT LABOR | Active | Fixed / Static Equipment (Tanks / Vessels / Columns / Rx's / Silos) | Tanks |  |  |  |  | 5000 | Equipment | 54105051505L | Direct field labor for Rectangular Tank (AST) - ≤500 gal.
54 | 1 | 1 | 05 | 05 | 15 | 10 | L | Rectangular Tank (AST) - 501–2,500 gal | 541-05-0515-10-L | EA | NO | NO |  | 2010 | DIRECT LABOR | Active | Fixed / Static Equipment (Tanks / Vessels / Columns / Rx's / Silos) | Tanks |  |  |  |  | 5000 | Equipment | 54105051510L | Direct field labor for Rectangular Tank (AST) - 501–2,500 gal.
54 | 1 | 1 | 05 | 05 | 15 | 15 | L | Rectangular Tank (AST) - 2,501–10,000 gal | 541-05-0515-15-L | EA | NO | NO |  | 2010 | DIRECT LABOR | Active | Fixed / Static Equipment (Tanks / Vessels / Columns / Rx's / Silos) | Tanks |  |  |  |  | 5000 | Equipment | 54105051515L | Direct field labor for Rectangular Tank (AST) - 2,501–10,000 gal.
54 | 1 | 1 | 05 | 05 | 15 | 20 | L | Rectangular Tank (AST) - 10,001–20,000 gal | 541-05-0515-20-L | EA | NO | NO |  | 2010 | DIRECT LABOR | Active | Fixed / Static Equipment (Tanks / Vessels / Columns / Rx's / Silos) | Tanks |  |  |  |  | 5000 | Equipment | 54105051520L | Direct field labor for Rectangular Tank (AST) - 10,001–20,000 gal.
54 | 1 | 1 | 05 | 05 | 20 | 00 | L | UL-Listed Day/Service Tank (AST) | 541-05-0520-00-L | EA | NO | YES | Tagged | 2010 | DIRECT LABOR | Active | Fixed / Static Equipment (Tanks / Vessels / Columns / Rx's / Silos) | Tanks |  |  |  |  | 5000 | Equipment | 54105052000L | Summary of UL-Listed Day/Service Tank (AST) labor costs.
54 | 1 | 1 | 05 | 05 | 20 | 05 | L | UL-Listed Day/Service Tank (AST) - ≤500 gal | 541-05-0520-05-L | EA | NO | NO |  | 2010 | DIRECT LABOR | Active | Fixed / Static Equipment (Tanks / Vessels / Columns / Rx's / Silos) | Tanks |  |  |  |  | 5000 | Equipment | 54105052005L | Direct field labor for UL-Listed Day/Service Tank (AST) - ≤500 gal.
54 | 1 | 1 | 05 | 05 | 20 | 10 | L | UL-Listed Day/Service Tank (AST) - 501–2,500 gal | 541-05-0520-10-L | EA | NO | NO |  | 2010 | DIRECT LABOR | Active | Fixed / Static Equipment (Tanks / Vessels / Columns / Rx's / Silos) | Tanks |  |  |  |  | 5000 | Equipment | 54105052010L | Direct field labor for UL-Listed Day/Service Tank (AST) - 501–2,500 gal.
54 | 1 | 1 | 05 | 05 | 20 | 15 | L | UL-Listed Day/Service Tank (AST) - 2,501–10,000 gal | 541-05-0520-15-L | EA | NO | NO |  | 2010 | DIRECT LABOR | Active | Fixed / Static Equipment (Tanks / Vessels / Columns / Rx's / Silos) | Tanks |  |  |  |  | 5000 | Equipment | 54105052015L | Direct field labor for UL-Listed Day/Service Tank (AST) - 2,501–10,000 gal.
54 | 1 | 1 | 05 | 05 | 20 | 20 | L | UL-Listed Day/Service Tank (AST) - 10,001–20,000 gal | 541-05-0520-20-L | EA | NO | NO |  | 2010 | DIRECT LABOR | Active | Fixed / Static Equipment (Tanks / Vessels / Columns / Rx's / Silos) | Tanks |  |  |  |  | 5000 | Equipment | 54105052020L | Direct field labor for UL-Listed Day/Service Tank (AST) - 10,001–20,000 gal.
54 | 1 | 1 | 05 | 05 | 25 | 00 | L | Double-Wall Environmental Tank (AST) | 541-05-0525-00-L | EA | NO | YES | Tagged | 2010 | DIRECT LABOR | Active | Fixed / Static Equipment (Tanks / Vessels / Columns / Rx's / Silos) | Tanks |  |  |  |  | 5000 | Equipment | 54105052500L | Summary of Double-Wall Environmental Tank (AST) labor costs.
54 | 1 | 1 | 05 | 05 | 25 | 05 | L | Double-Wall Environmental Tank (AST) - ≤500 gal | 541-05-0525-05-L | EA | NO | NO |  | 2010 | DIRECT LABOR | Active | Fixed / Static Equipment (Tanks / Vessels / Columns / Rx's / Silos) | Tanks |  |  |  |  | 5000 | Equipment | 54105052505L | Direct field labor for Double-Wall Environmental Tank (AST) - ≤500 gal.
54 | 1 | 1 | 05 | 05 | 25 | 10 | L | Double-Wall Environmental Tank (AST) - 501–2,500 gal | 541-05-0525-10-L | EA | NO | NO |  | 2010 | DIRECT LABOR | Active | Fixed / Static Equipment (Tanks / Vessels / Columns / Rx's / Silos) | Tanks |  |  |  |  | 5000 | Equipment | 54105052510L | Direct field labor for Double-Wall Environmental Tank (AST) - 501–2,500 gal.
54 | 1 | 1 | 05 | 05 | 25 | 15 | L | Double-Wall Environmental Tank (AST) - 2,501–10,000 gal | 541-05-0525-15-L | EA | NO | NO |  | 2010 | DIRECT LABOR | Active | Fixed / Static Equipment (Tanks / Vessels / Columns / Rx's / Silos) | Tanks |  |  |  |  | 5000 | Equipment | 54105052515L | Direct field labor for Double-Wall Environmental Tank (AST) - 2,501–10,000 gal.
54 | 1 | 1 | 05 | 05 | 25 | 20 | L | Double-Wall Environmental Tank (AST) - 10,001–20,000 gal | 541-05-0525-20-L | EA | NO | NO |  | 2010 | DIRECT LABOR | Active | Fixed / Static Equipment (Tanks / Vessels / Columns / Rx's / Silos) | Tanks |  |  |  |  | 5000 | Equipment | 54105052520L | Direct field labor for Double-Wall Environmental Tank (AST) - 10,001–20,000 gal.
54 | 1 | 1 | 05 | 05 | 30 | 00 | L | Skid-Mounted Packaged Tank (AST) | 541-05-0530-00-L | EA | NO | YES | Tagged | 2010 | DIRECT LABOR | Active | Fixed / Static Equipment (Tanks / Vessels / Columns / Rx's / Silos) | Tanks |  |  |  |  | 5000 | Equipment | 54105053000L | Summary of Skid-Mounted Packaged Tank (AST) labor costs.
54 | 1 | 1 | 05 | 05 | 30 | 05 | L | Skid-Mounted Packaged Tank (AST) - ≤500 gal | 541-05-0530-05-L | EA | NO | NO |  | 2010 | DIRECT LABOR | Active | Fixed / Static Equipment (Tanks / Vessels / Columns / Rx's / Silos) | Tanks |  |  |  |  | 5000 | Equipment | 54105053005L | Direct field labor for Skid-Mounted Packaged Tank (AST) - ≤500 gal.
54 | 1 | 1 | 05 | 05 | 30 | 10 | L | Skid-Mounted Packaged Tank (AST) - 501–2,500 gal | 541-05-0530-10-L | EA | NO | NO |  | 2010 | DIRECT LABOR | Active | Fixed / Static Equipment (Tanks / Vessels / Columns / Rx's / Silos) | Tanks |  |  |  |  | 5000 | Equipment | 54105053010L | Direct field labor for Skid-Mounted Packaged Tank (AST) - 501–2,500 gal.
54 | 1 | 1 | 05 | 05 | 30 | 15 | L | Skid-Mounted Packaged Tank (AST) - 2,501–10,000 gal | 541-05-0530-15-L | EA | NO | NO |  | 2010 | DIRECT LABOR | Active | Fixed / Static Equipment (Tanks / Vessels / Columns / Rx's / Silos) | Tanks |  |  |  |  | 5000 | Equipment | 54105053015L | Direct field labor for Skid-Mounted Packaged Tank (AST) - 2,501–10,000 gal.
54 | 1 | 1 | 05 | 05 | 30 | 20 | L | Skid-Mounted Packaged Tank (AST) - 10,001–20,000 gal | 541-05-0530-20-L | EA | NO | NO |  | 2010 | DIRECT LABOR | Active | Fixed / Static Equipment (Tanks / Vessels / Columns / Rx's / Silos) | Tanks |  |  |  |  | 5000 | Equipment | 54105053020L | Direct field labor for Skid-Mounted Packaged Tank (AST) - 10,001–20,000 gal.
54 | 1 | 1 | 05 | 05 | 35 | 00 | L | Steel (UST) | 541-05-0535-00-L | EA | NO | YES | Tagged | 2010 | DIRECT LABOR | Active | Fixed / Static Equipment (Tanks / Vessels / Columns / Rx's / Silos) | Tanks |  |  |  |  | 5000 | Equipment | 54105053500L | Summary of Steel (UST) labor costs.
54 | 1 | 1 | 05 | 05 | 35 | 05 | L | Steel (UST) - ≤500 gal | 541-05-0535-05-L | EA | NO | NO |  | 2010 | DIRECT LABOR | Active | Fixed / Static Equipment (Tanks / Vessels / Columns / Rx's / Silos) | Tanks |  |  |  |  | 5000 | Equipment | 54105053505L | Direct field labor for Steel (UST) - ≤500 gal.
54 | 1 | 1 | 05 | 05 | 35 | 10 | L | Steel (UST) - 501–2,500 gal | 541-05-0535-10-L | EA | NO | NO |  | 2010 | DIRECT LABOR | Active | Fixed / Static Equipment (Tanks / Vessels / Columns / Rx's / Silos) | Tanks |  |  |  |  | 5000 | Equipment | 54105053510L | Direct field labor for Steel (UST) - 501–2,500 gal.
54 | 1 | 1 | 05 | 05 | 35 | 15 | L | Steel (UST) - 2,501–10,000 gal | 541-05-0535-15-L | EA | NO | NO |  | 2010 | DIRECT LABOR | Active | Fixed / Static Equipment (Tanks / Vessels / Columns / Rx's / Silos) | Tanks |  |  |  |  | 5000 | Equipment | 54105053515L | Direct field labor for Steel (UST) - 2,501–10,000 gal.
54 | 1 | 1 | 05 | 05 | 35 | 20 | L | Steel (UST) - 10,001–20,000 gal | 541-05-0535-20-L | EA | NO | NO |  | 2010 | DIRECT LABOR | Active | Fixed / Static Equipment (Tanks / Vessels / Columns / Rx's / Silos) | Tanks |  |  |  |  | 5000 | Equipment | 54105053520L | Direct field labor for Steel (UST) - 10,001–20,000 gal.
54 | 1 | 1 | 05 | 05 | 40 | 00 | L | Fiberglass (UST) | 541-05-0540-00-L | EA | NO | YES | Tagged | 2010 | DIRECT LABOR | Active | Fixed / Static Equipment (Tanks / Vessels / Columns / Rx's / Silos) | Tanks |  |  |  |  | 5000 | Equipment | 54105054000L | Summary of Fiberglass (UST) labor costs.
54 | 1 | 1 | 05 | 05 | 40 | 05 | L | Fiberglass (UST) - ≤500 gal | 541-05-0540-05-L | EA | NO | NO |  | 2010 | DIRECT LABOR | Active | Fixed / Static Equipment (Tanks / Vessels / Columns / Rx's / Silos) | Tanks |  |  |  |  | 5000 | Equipment | 54105054005L | Direct field labor for Fiberglass (UST) - ≤500 gal.
54 | 1 | 1 | 05 | 05 | 40 | 10 | L | Fiberglass (UST) - 501–2,500 gal | 541-05-0540-10-L | EA | NO | NO |  | 2010 | DIRECT LABOR | Active | Fixed / Static Equipment (Tanks / Vessels / Columns / Rx's / Silos) | Tanks |  |  |  |  | 5000 | Equipment | 54105054010L | Direct field labor for Fiberglass (UST) - 501–2,500 gal.
54 | 1 | 1 | 05 | 05 | 40 | 15 | L | Fiberglass (UST) - 2,501–10,000 gal | 541-05-0540-15-L | EA | NO | NO |  | 2010 | DIRECT LABOR | Active | Fixed / Static Equipment (Tanks / Vessels / Columns / Rx's / Silos) | Tanks |  |  |  |  | 5000 | Equipment | 54105054015L | Direct field labor for Fiberglass (UST) - 2,501–10,000 gal.
54 | 1 | 1 | 05 | 05 | 40 | 20 | L | Fiberglass (UST) - 10,001–20,000 gal | 541-05-0540-20-L | EA | NO | NO |  | 2010 | DIRECT LABOR | Active | Fixed / Static Equipment (Tanks / Vessels / Columns / Rx's / Silos) | Tanks |  |  |  |  | 5000 | Equipment | 54105054020L | Direct field labor for Fiberglass (UST) - 10,001–20,000 gal.
54 | 1 | 1 | 05 | 05 | 45 | 00 | L | Double-Wall (UST) | 541-05-0545-00-L | EA | NO | YES | Tagged | 2010 | DIRECT LABOR | Active | Fixed / Static Equipment (Tanks / Vessels / Columns / Rx's / Silos) | Tanks |  |  |  |  | 5000 | Equipment | 54105054500L | Summary of Double-Wall (UST) labor costs.
54 | 1 | 1 | 05 | 05 | 45 | 05 | L | Double-Wall (UST) - ≤500 gal | 541-05-0545-05-L | EA | NO | NO |  | 2010 | DIRECT LABOR | Active | Fixed / Static Equipment (Tanks / Vessels / Columns / Rx's / Silos) | Tanks |  |  |  |  | 5000 | Equipment | 54105054505L | Direct field labor for Double-Wall (UST) - ≤500 gal.
54 | 1 | 1 | 05 | 05 | 45 | 10 | L | Double-Wall (UST) - 501–2,500 gal | 541-05-0545-10-L | EA | NO | NO |  | 2010 | DIRECT LABOR | Active | Fixed / Static Equipment (Tanks / Vessels / Columns / Rx's / Silos) | Tanks |  |  |  |  | 5000 | Equipment | 54105054510L | Direct field labor for Double-Wall (UST) - 501–2,500 gal.
54 | 1 | 1 | 05 | 05 | 45 | 15 | L | Double-Wall (UST) - 2,501–10,000 gal | 541-05-0545-15-L | EA | NO | NO |  | 2010 | DIRECT LABOR | Active | Fixed / Static Equipment (Tanks / Vessels / Columns / Rx's / Silos) | Tanks |  |  |  |  | 5000 | Equipment | 54105054515L | Direct field labor for Double-Wall (UST) - 2,501–10,000 gal.
54 | 1 | 1 | 05 | 05 | 45 | 20 | L | Double-Wall (UST) - 10,001–20,000 gal | 541-05-0545-20-L | EA | NO | NO |  | 2010 | DIRECT LABOR | Active | Fixed / Static Equipment (Tanks / Vessels / Columns / Rx's / Silos) | Tanks |  |  |  |  | 5000 | Equipment | 54105054520L | Direct field labor for Double-Wall (UST) - 10,001–20,000 gal.
54 | 1 | 1 | 05 | 10 | 00 | 00 | L | Field-Erected Tanks – Welded | 541-05-1000-00-L | EA | NO | YES | Tagged | 2010 | DIRECT LABOR | Active | Fixed / Static Equipment (Tanks / Vessels / Columns / Rx's / Silos) | Tanks |  |  |  |  | 5000 | Equipment | 54105100000L | Summary of Field-Erected Tanks – Welded labor costs.
54 | 1 | 1 | 05 | 10 | 10 | 00 | L | API 650 Cone-Roof Tank (AST) | 541-05-1010-00-L | EA | NO | YES | Tagged | 2010 | DIRECT LABOR | Active | Fixed / Static Equipment (Tanks / Vessels / Columns / Rx's / Silos) | Tanks |  |  |  |  | 5000 | Equipment | 54105101000L | Summary of API 650 Cone-Roof Tank (AST) labor costs.
54 | 1 | 1 | 05 | 10 | 10 | 05 | L | API 650 Cone-Roof Tank (AST) - ≤50,000 gal | 541-05-1010-05-L | EA | NO | NO |  | 2010 | DIRECT LABOR | Active | Fixed / Static Equipment (Tanks / Vessels / Columns / Rx's / Silos) | Tanks |  |  |  |  | 5000 | Equipment | 54105101005L | Direct field labor for API 650 Cone-Roof Tank (AST) - ≤50,000 gal.
54 | 1 | 1 | 05 | 10 | 10 | 10 | L | API 650 Cone-Roof Tank (AST) - 50K–250k gal | 541-05-1010-10-L | EA | NO | NO |  | 2010 | DIRECT LABOR | Active | Fixed / Static Equipment (Tanks / Vessels / Columns / Rx's / Silos) | Tanks |  |  |  |  | 5000 | Equipment | 54105101010L | Direct field labor for API 650 Cone-Roof Tank (AST) - 50K–250k gal.
54 | 1 | 1 | 05 | 10 | 10 | 15 | L | API 650 Cone-Roof Tank (AST) - 250–1MM gal | 541-05-1010-15-L | EA | NO | NO |  | 2010 | DIRECT LABOR | Active | Fixed / Static Equipment (Tanks / Vessels / Columns / Rx's / Silos) | Tanks |  |  |  |  | 5000 | Equipment | 54105101015L | Direct field labor for API 650 Cone-Roof Tank (AST) - 250–1MM gal.
54 | 1 | 1 | 05 | 10 | 10 | 20 | L | API 650 Cone-Roof Tank (AST) - 1MM-5MM gal | 541-05-1010-20-L | EA | NO | NO |  | 2010 | DIRECT LABOR | Active | Fixed / Static Equipment (Tanks / Vessels / Columns / Rx's / Silos) | Tanks |  |  |  |  | 5000 | Equipment | 54105101020L | Direct field labor for API 650 Cone-Roof Tank (AST) - 1MM-5MM gal.
54 | 1 | 1 | 05 | 10 | 15 | 00 | L | API 650 Dome-Roof Tank (AST) | 541-05-1015-00-L | EA | NO | YES | Tagged | 2010 | DIRECT LABOR | Active | Fixed / Static Equipment (Tanks / Vessels / Columns / Rx's / Silos) | Tanks |  |  |  |  | 5000 | Equipment | 54105101500L | Summary of API 650 Dome-Roof Tank (AST) labor costs. | add sizes to field erected tanks
54 | 1 | 1 | 05 | 10 | 15 | 05 | L | API 650 Dome-Roof Tank (AST) - ≤50,000 gal | 541-05-1015-05-L | EA | NO | NO |  | 2010 | DIRECT LABOR | Active | Fixed / Static Equipment (Tanks / Vessels / Columns / Rx's / Silos) | Tanks |  |  |  |  | 5000 | Equipment | 54105101505L | Direct field labor for API 650 Dome-Roof Tank (AST) - ≤50,000 gal.
54 | 1 | 1 | 05 | 10 | 15 | 10 | L | API 650 Dome-Roof Tank (AST) - 50K–250k gal | 541-05-1015-10-L | EA | NO | NO |  | 2010 | DIRECT LABOR | Active | Fixed / Static Equipment (Tanks / Vessels / Columns / Rx's / Silos) | Tanks |  |  |  |  | 5000 | Equipment | 54105101510L | Direct field labor for API 650 Dome-Roof Tank (AST) - 50K–250k gal.
54 | 1 | 1 | 05 | 10 | 15 | 15 | L | API 650 Dome-Roof Tank (AST) - 250–1MM gal | 541-05-1015-15-L | EA | NO | NO |  | 2010 | DIRECT LABOR | Active | Fixed / Static Equipment (Tanks / Vessels / Columns / Rx's / Silos) | Tanks |  |  |  |  | 5000 | Equipment | 54105101515L | Direct field labor for API 650 Dome-Roof Tank (AST) - 250–1MM gal.
54 | 1 | 1 | 05 | 10 | 15 | 20 | L | API 650 Dome-Roof Tank (AST) - 1MM-5MM gal | 541-05-1015-20-L | EA | NO | NO |  | 2010 | DIRECT LABOR | Active | Fixed / Static Equipment (Tanks / Vessels / Columns / Rx's / Silos) | Tanks |  |  |  |  | 5000 | Equipment | 54105101520L | Direct field labor for API 650 Dome-Roof Tank (AST) - 1MM-5MM gal.
54 | 1 | 1 | 05 | 10 | 20 | 00 | L | Open-Top Tank (AST) | 541-05-1020-00-L | EA | NO | YES | Tagged | 2010 | DIRECT LABOR | Active | Fixed / Static Equipment (Tanks / Vessels / Columns / Rx's / Silos) | Tanks |  |  |  |  | 5000 | Equipment | 54105102000L | Summary of Open-Top Tank (AST) labor costs. | add sizes to field erected tanks
54 | 1 | 1 | 05 | 10 | 20 | 05 | L | Open-Top Tank (AST) - ≤50,000 gal | 541-05-1020-05-L | EA | NO | NO |  | 2010 | DIRECT LABOR | Active | Fixed / Static Equipment (Tanks / Vessels / Columns / Rx's / Silos) | Tanks |  |  |  |  | 5000 | Equipment | 54105102005L | Direct field labor for Open-Top Tank (AST) - ≤50,000 gal.
54 | 1 | 1 | 05 | 10 | 20 | 10 | L | Open-Top Tank (AST) - 50K–250k gal | 541-05-1020-10-L | EA | NO | NO |  | 2010 | DIRECT LABOR | Active | Fixed / Static Equipment (Tanks / Vessels / Columns / Rx's / Silos) | Tanks |  |  |  |  | 5000 | Equipment | 54105102010L | Direct field labor for Open-Top Tank (AST) - 50K–250k gal.
54 | 1 | 1 | 05 | 10 | 20 | 15 | L | Open-Top Tank (AST) - 250–1MM gal | 541-05-1020-15-L | EA | NO | NO |  | 2010 | DIRECT LABOR | Active | Fixed / Static Equipment (Tanks / Vessels / Columns / Rx's / Silos) | Tanks |  |  |  |  | 5000 | Equipment | 54105102015L | Direct field labor for Open-Top Tank (AST) - 250–1MM gal.
54 | 1 | 1 | 05 | 10 | 20 | 20 | L | Open-Top Tank (AST) - 1MM-5MM gal | 541-05-1020-20-L | EA | NO | NO |  | 2010 | DIRECT LABOR | Active | Fixed / Static Equipment (Tanks / Vessels / Columns / Rx's / Silos) | Tanks |  |  |  |  | 5000 | Equipment | 54105102020L | Direct field labor for Open-Top Tank (AST) - 1MM-5MM gal.
54 | 1 | 1 | 05 | 10 | 25 | 00 | L | Internal Floating Roof (IFR) Tank (AST) | 541-05-1025-00-L | EA | NO | YES | Tagged | 2010 | DIRECT LABOR | Active | Fixed / Static Equipment (Tanks / Vessels / Columns / Rx's / Silos) | Tanks |  |  |  |  | 5000 | Equipment | 54105102500L | Summary of Internal Floating Roof (IFR) Tank (AST) labor costs. | add sizes to field erected tanks
54 | 1 | 1 | 05 | 10 | 25 | 05 | L | Internal Floating Roof (IFR) Tank (AST) - ≤50,000 gal | 541-05-1025-05-L | EA | NO | NO |  | 2010 | DIRECT LABOR | Active | Fixed / Static Equipment (Tanks / Vessels / Columns / Rx's / Silos) | Tanks |  |  |  |  | 5000 | Equipment | 54105102505L | Direct field labor for Internal Floating Roof (IFR) Tank (AST) - ≤50,000 gal.
54 | 1 | 1 | 05 | 10 | 25 | 10 | L | Internal Floating Roof (IFR) Tank (AST) - 50K–250k gal | 541-05-1025-10-L | EA | NO | NO |  | 2010 | DIRECT LABOR | Active | Fixed / Static Equipment (Tanks / Vessels / Columns / Rx's / Silos) | Tanks |  |  |  |  | 5000 | Equipment | 54105102510L | Direct field labor for Internal Floating Roof (IFR) Tank (AST) - 50K–250k gal.
54 | 1 | 1 | 05 | 10 | 25 | 15 | L | Internal Floating Roof (IFR) Tank (AST) - 250–1MM gal | 541-05-1025-15-L | EA | NO | NO |  | 2010 | DIRECT LABOR | Active | Fixed / Static Equipment (Tanks / Vessels / Columns / Rx's / Silos) | Tanks |  |  |  |  | 5000 | Equipment | 54105102515L | Direct field labor for Internal Floating Roof (IFR) Tank (AST) - 250–1MM gal.
54 | 1 | 1 | 05 | 10 | 25 | 20 | L | Internal Floating Roof (IFR) Tank (AST) - 1MM-5MM gal | 541-05-1025-20-L | EA | NO | NO |  | 2010 | DIRECT LABOR | Active | Fixed / Static Equipment (Tanks / Vessels / Columns / Rx's / Silos) | Tanks |  |  |  |  | 5000 | Equipment | 54105102520L | Direct field labor for Internal Floating Roof (IFR) Tank (AST) - 1MM-5MM gal.
54 | 1 | 1 | 05 | 10 | 30 | 00 | L | External Floating Roof (EFR) Tank (AST) | 541-05-1030-00-L | EA | NO | YES | Tagged | 2010 | DIRECT LABOR | Active | Fixed / Static Equipment (Tanks / Vessels / Columns / Rx's / Silos) | Tanks |  |  |  |  | 5000 | Equipment | 54105103000L | Summary of External Floating Roof (EFR) Tank (AST) labor costs. | add sizes to field erected tanks
54 | 1 | 1 | 05 | 10 | 30 | 05 | L | External Floating Roof (EFR) Tank (AST) - ≤50,000 gal | 541-05-1030-05-L | EA | NO | NO |  | 2010 | DIRECT LABOR | Active | Fixed / Static Equipment (Tanks / Vessels / Columns / Rx's / Silos) | Tanks |  |  |  |  | 5000 | Equipment | 54105103005L | Direct field labor for External Floating Roof (EFR) Tank (AST) - ≤50,000 gal.
54 | 1 | 1 | 05 | 10 | 30 | 10 | L | External Floating Roof (EFR) Tank (AST) - 50K–250k gal | 541-05-1030-10-L | EA | NO | NO |  | 2010 | DIRECT LABOR | Active | Fixed / Static Equipment (Tanks / Vessels / Columns / Rx's / Silos) | Tanks |  |  |  |  | 5000 | Equipment | 54105103010L | Direct field labor for External Floating Roof (EFR) Tank (AST) - 50K–250k gal.
54 | 1 | 1 | 05 | 10 | 30 | 15 | L | External Floating Roof (EFR) Tank (AST) - 250–1MM gal | 541-05-1030-15-L | EA | NO | NO |  | 2010 | DIRECT LABOR | Active | Fixed / Static Equipment (Tanks / Vessels / Columns / Rx's / Silos) | Tanks |  |  |  |  | 5000 | Equipment | 54105103015L | Direct field labor for External Floating Roof (EFR) Tank (AST) - 250–1MM gal.
54 | 1 | 1 | 05 | 10 | 30 | 20 | L | External Floating Roof (EFR) Tank (AST) - 1MM-5MM gal | 541-05-1030-20-L | EA | NO | NO |  | 2010 | DIRECT LABOR | Active | Fixed / Static Equipment (Tanks / Vessels / Columns / Rx's / Silos) | Tanks |  |  |  |  | 5000 | Equipment | 54105103020L | Direct field labor for External Floating Roof (EFR) Tank (AST) - 1MM-5MM gal.
54 | 1 | 1 | 05 | 10 | 35 | 00 | L | AWWA D100 Water Tank (AST) | 541-05-1035-00-L | EA | NO | YES | Tagged | 2010 | DIRECT LABOR | Active | Fixed / Static Equipment (Tanks / Vessels / Columns / Rx's / Silos) | Tanks |  |  |  |  | 5000 | Equipment | 54105103500L | Summary of AWWA D100 Water Tank (AST) labor costs. | add sizes to field erected tanks
54 | 1 | 1 | 05 | 10 | 35 | 05 | L | AWWA D100 Water Tank (AST) - ≤50,000 gal | 541-05-1035-05-L | EA | NO | NO |  | 2010 | DIRECT LABOR | Active | Fixed / Static Equipment (Tanks / Vessels / Columns / Rx's / Silos) | Tanks |  |  |  |  | 5000 | Equipment | 54105103505L | Direct field labor for AWWA D100 Water Tank (AST) - ≤50,000 gal.
54 | 1 | 1 | 05 | 10 | 35 | 10 | L | AWWA D100 Water Tank (AST) - 50K–250k gal | 541-05-1035-10-L | EA | NO | NO |  | 2010 | DIRECT LABOR | Active | Fixed / Static Equipment (Tanks / Vessels / Columns / Rx's / Silos) | Tanks |  |  |  |  | 5000 | Equipment | 54105103510L | Direct field labor for AWWA D100 Water Tank (AST) - 50K–250k gal.
54 | 1 | 1 | 05 | 10 | 35 | 15 | L | AWWA D100 Water Tank (AST) - 250–1MM gal | 541-05-1035-15-L | EA | NO | NO |  | 2010 | DIRECT LABOR | Active | Fixed / Static Equipment (Tanks / Vessels / Columns / Rx's / Silos) | Tanks |  |  |  |  | 5000 | Equipment | 54105103515L | Direct field labor for AWWA D100 Water Tank (AST) - 250–1MM gal.
54 | 1 | 1 | 05 | 10 | 35 | 20 | L | AWWA D100 Water Tank (AST) - 1MM-5MM gal | 541-05-1035-20-L | EA | NO | NO |  | 2010 | DIRECT LABOR | Active | Fixed / Static Equipment (Tanks / Vessels / Columns / Rx's / Silos) | Tanks |  |  |  |  | 5000 | Equipment | 54105103520L | Direct field labor for AWWA D100 Water Tank (AST) - 1MM-5MM gal.
54 | 1 | 1 | 05 | 10 | 40 | 00 | L | Fire Water Storage Tank (AST) | 541-05-1040-00-L | EA | NO | YES | Tagged | 2010 | DIRECT LABOR | Active | Fixed / Static Equipment (Tanks / Vessels / Columns / Rx's / Silos) | Tanks |  |  |  |  | 5000 | Equipment | 54105104000L | Summary of Fire Water Storage Tank (AST) labor costs. | up to 250K gallons
54 | 1 | 1 | 05 | 10 | 40 | 05 | L | Fire Water Storage Tank (AST) - ≤50,000 gal | 541-05-1040-05-L | EA | NO | NO |  | 2010 | DIRECT LABOR | Active | Fixed / Static Equipment (Tanks / Vessels / Columns / Rx's / Silos) | Tanks |  |  |  |  | 5000 | Equipment | 54105104005L | Direct field labor for Fire Water Storage Tank (AST) - ≤50,000 gal.
54 | 1 | 1 | 05 | 10 | 40 | 10 | L | Fire Water Storage Tank (AST) - 50K–250k gal | 541-05-1040-10-L | EA | NO | NO |  | 2010 | DIRECT LABOR | Active | Fixed / Static Equipment (Tanks / Vessels / Columns / Rx's / Silos) | Tanks |  |  |  |  | 5000 | Equipment | 54105104010L | Direct field labor for Fire Water Storage Tank (AST) - 50K–250k gal.
54 | 1 | 1 | 05 | 10 | 40 | 15 | L | Fire Water Storage Tank (AST) - 250–1MM gal | 541-05-1040-15-L | EA | NO | NO |  | 2010 | DIRECT LABOR | Active | Fixed / Static Equipment (Tanks / Vessels / Columns / Rx's / Silos) | Tanks |  |  |  |  | 5000 | Equipment | 54105104015L | Direct field labor for Fire Water Storage Tank (AST) - 250–1MM gal.
54 | 1 | 1 | 05 | 10 | 45 | 00 | L | Clarifier / Process Water Tank | 541-05-1045-00-L | EA | NO | YES | Tagged | 2010 | DIRECT LABOR | Active | Fixed / Static Equipment (Tanks / Vessels / Columns / Rx's / Silos) | Tanks |  |  |  |  | 5000 | Equipment | 54105104500L | Summary of Clarifier / Process Water Tank labor costs. | up to 250K gallons
54 | 1 | 1 | 05 | 10 | 45 | 05 | L | Clarifier / Process Water Tank - ≤50,000 gal | 541-05-1045-05-L | EA | NO | NO |  | 2010 | DIRECT LABOR | Active | Fixed / Static Equipment (Tanks / Vessels / Columns / Rx's / Silos) | Tanks |  |  |  |  | 5000 | Equipment | 54105104505L | Direct field labor for Clarifier / Process Water Tank - ≤50,000 gal.
54 | 1 | 1 | 05 | 10 | 45 | 10 | L | Clarifier / Process Water Tank - 50K–250k gal | 541-05-1045-10-L | EA | NO | NO |  | 2010 | DIRECT LABOR | Active | Fixed / Static Equipment (Tanks / Vessels / Columns / Rx's / Silos) | Tanks |  |  |  |  | 5000 | Equipment | 54105104510L | Direct field labor for Clarifier / Process Water Tank - 50K–250k gal.
54 | 1 | 1 | 05 | 10 | 45 | 15 | L | Clarifier / Process Water Tank - 250–1MM gal | 541-05-1045-15-L | EA | NO | NO |  | 2010 | DIRECT LABOR | Active | Fixed / Static Equipment (Tanks / Vessels / Columns / Rx's / Silos) | Tanks |  |  |  |  | 5000 | Equipment | 54105104515L | Direct field labor for Clarifier / Process Water Tank - 250–1MM gal.
54 | 1 | 1 | 05 | 10 | 55 | 00 | L | Mounded Cryogenic Tank (AST) | 541-05-1055-00-L | EA | NO | YES | Tagged | 2010 | DIRECT LABOR | Active | Fixed / Static Equipment (Tanks / Vessels / Columns / Rx's / Silos) | Tanks |  |  |  |  | 5000 | Equipment | 54105105500L | Summary of Mounded Cryogenic Tank (AST) labor costs.
54 | 1 | 1 | 05 | 10 | 55 | 05 | L | Mounded Cryogenic Tank (AST) - ≤50,000 gal | 541-05-1055-05-L | EA | NO | NO |  | 2010 | DIRECT LABOR | Active | Fixed / Static Equipment (Tanks / Vessels / Columns / Rx's / Silos) | Tanks |  |  |  |  | 5000 | Equipment | 54105105505L | Direct field labor for Mounded Cryogenic Tank (AST) - ≤50,000 gal.
54 | 1 | 1 | 05 | 10 | 55 | 10 | L | Mounded Cryogenic Tank (AST) - 50K–250k gal | 541-05-1055-10-L | EA | NO | NO |  | 2010 | DIRECT LABOR | Active | Fixed / Static Equipment (Tanks / Vessels / Columns / Rx's / Silos) | Tanks |  |  |  |  | 5000 | Equipment | 54105105510L | Direct field labor for Mounded Cryogenic Tank (AST) - 50K–250k gal.
54 | 1 | 1 | 05 | 10 | 55 | 15 | L | Mounded Cryogenic Tank (AST) - 250–1MM gal | 541-05-1055-15-L | EA | NO | NO |  | 2010 | DIRECT LABOR | Active | Fixed / Static Equipment (Tanks / Vessels / Columns / Rx's / Silos) | Tanks |  |  |  |  | 5000 | Equipment | 54105105515L | Direct field labor for Mounded Cryogenic Tank (AST) - 250–1MM gal.
54 | 1 | 1 | 05 | 10 | 55 | 20 | L | Mounded Cryogenic Tank (AST) - 1MM-5MM gal | 541-05-1055-20-L | EA | NO | NO |  | 2010 | DIRECT LABOR | Active | Fixed / Static Equipment (Tanks / Vessels / Columns / Rx's / Silos) | Tanks |  |  |  |  | 5000 | Equipment | 54105105520L | Direct field labor for Mounded Cryogenic Tank (AST) - 1MM-5MM gal.
54 | 1 | 1 | 05 | 15 | 00 | 00 | L | Field-Erected Tanks – Bolted | 541-05-1500-00-L | EA | NO | YES | Tagged | 2010 | DIRECT LABOR | Active | Fixed / Static Equipment (Tanks / Vessels / Columns / Rx's / Silos) | Tanks |  |  |  |  | 5000 | Equipment | 54105150000L | Summary of Field-Erected Tanks – Bolted labor costs.
54 | 1 | 1 | 05 | 15 | 10 | 00 | L | ≤500 gal | 541-05-1510-00-L | EA | NO | YES | Tagged | 2010 | DIRECT LABOR | Active | Fixed / Static Equipment (Tanks / Vessels / Columns / Rx's / Silos) | Tanks |  |  |  |  | 5000 | Equipment | 54105151000L | Direct field labor for ≤500 gal.
54 | 1 | 1 | 05 | 15 | 15 | 00 | L | 501–2,500 gal | 541-05-1515-00-L | EA | NO | YES | Tagged | 2010 | DIRECT LABOR | Active | Fixed / Static Equipment (Tanks / Vessels / Columns / Rx's / Silos) | Tanks |  |  |  |  | 5000 | Equipment | 54105151500L | Direct field labor for 501–2,500 gal.
54 | 1 | 1 | 05 | 15 | 20 | 00 | L | 2,501–10,000 gal | 541-05-1520-00-L | EA | NO | YES | Tagged | 2010 | DIRECT LABOR | Active | Fixed / Static Equipment (Tanks / Vessels / Columns / Rx's / Silos) | Tanks |  |  |  |  | 5000 | Equipment | 54105152000L | Direct field labor for 2,501–10,000 gal.
54 | 1 | 1 | 05 | 15 | 25 | 00 | L | 10,001–20,000 gal | 541-05-1525-00-L | EA | NO | YES | Tagged | 2010 | DIRECT LABOR | Active | Fixed / Static Equipment (Tanks / Vessels / Columns / Rx's / Silos) | Tanks |  |  |  |  | 5000 | Equipment | 54105152500L | Direct field labor for 10,001–20,000 gal.
54 | 1 | 1 | 05 | 20 | 00 | 00 | L | Specialty Tanks | 541-05-2000-00-L | EA | NO | YES | Tagged | 2010 | DIRECT LABOR | Active | Fixed / Static Equipment (Tanks / Vessels / Columns / Rx's / Silos) | Tanks |  |  |  |  | 5000 | Equipment | 54105200000L | Summary of Specialty Tanks labor costs.
54 | 1 | 1 | 05 | 20 | 05 | 00 | L | Vacuum Tank | 541-05-2005-00-L | EA | NO | YES | Tagged | 2010 | DIRECT LABOR | Active | Fixed / Static Equipment (Tanks / Vessels / Columns / Rx's / Silos) | Specialty Vessels |  |  |  |  | 5000 | Equipment | 54105200500L | Direct field labor for Vacuum Tank.
54 | 1 | 1 | 05 | 20 | 10 | 00 | L | Mix / Blend Tank | 541-05-2010-00-L | EA | NO | YES | Tagged | 2010 | DIRECT LABOR | Active | Fixed / Static Equipment (Tanks / Vessels / Columns / Rx's / Silos) | Specialty Vessels |  |  |  |  | 5000 | Equipment | 54105201000L | Direct field labor for Mix / Blend Tank.
54 | 1 | 1 | 05 | 20 | 15 | 00 | L | Deaerator Tank | 541-05-2015-00-L | EA | NO | YES | Tagged | 2010 | DIRECT LABOR | Active | Fixed / Static Equipment (Tanks / Vessels / Columns / Rx's / Silos) | Specialty Vessels |  |  |  |  | 5000 | Equipment | 54105201500L | Direct field labor for Deaerator Tank.
54 | 1 | 1 | 05 | 20 | 20 | 00 | L | Blowdown Tank | 541-05-2020-00-L | EA | NO | YES | Tagged | 2010 | DIRECT LABOR | Active | Fixed / Static Equipment (Tanks / Vessels / Columns / Rx's / Silos) | Specialty Vessels |  |  |  |  | 5000 | Equipment | 54105202000L | Direct field labor for Blowdown Tank.
54 | 1 | 1 | 10 | 00 | 00 | 00 | L | Pressure Vessels (ASME VIII) | 541-10-0000-00-L | EA | YES | YES | Tagged | 2010 | DIRECT LABOR | Active | Fixed / Static Equipment (Tanks / Vessels / Columns / Rx's / Silos) | Pressure Vessels (ASME VIII) |  |  |  |  | 5000 | Equipment | 54110000000L | Summary of Pressure Vessels (ASME VIII) labor costs.
54 | 1 | 1 | 10 | 10 | 00 | 00 | L | Horizontal Vessel | 541-10-1000-00-L | EA | NO | YES | Tagged | 2010 | DIRECT LABOR | Active | Fixed / Static Equipment (Tanks / Vessels / Columns / Rx's / Silos) | Pressure Vessels (ASME VIII) |  |  |  |  | 5000 | Equipment | 54110100000L | Summary of Horizontal Vessel labor costs.
54 | 1 | 1 | 10 | 10 | 05 | 00 | L | Horizontal Vessel - Small (<10,000 lbs) | 541-10-1005-00-L | EA | NO | YES | Tagged | 2010 | DIRECT LABOR | Active | Fixed / Static Equipment (Tanks / Vessels / Columns / Rx's / Silos) | Pressure Vessels (ASME VIII) |  |  |  |  | 5000 | Equipment | 54110100500L | Direct field labor for Horizontal Vessel - Small (<10,000 lbs).
54 | 1 | 1 | 10 | 10 | 10 | 00 | L | Horizontal Vessel - Medium (10,000–40,000 lbs) | 541-10-1010-00-L | EA | NO | YES | Tagged | 2010 | DIRECT LABOR | Active | Fixed / Static Equipment (Tanks / Vessels / Columns / Rx's / Silos) | Pressure Vessels (ASME VIII) |  |  |  |  | 5000 | Equipment | 54110101000L | Direct field labor for Horizontal Vessel - Medium (10,000–40,000 lbs).
54 | 1 | 1 | 10 | 10 | 15 | 00 | L | Horizontal Vessel - Large (40,000–100,000 lbs) | 541-10-1015-00-L | EA | NO | YES | Tagged | 2010 | DIRECT LABOR | Active | Fixed / Static Equipment (Tanks / Vessels / Columns / Rx's / Silos) | Pressure Vessels (ASME VIII) |  |  |  |  | 5000 | Equipment | 54110101500L | Direct field labor for Horizontal Vessel - Large (40,000–100,000 lbs).
54 | 1 | 1 | 10 | 10 | 20 | 00 | L | Horizontal Vessel - Extra‑Large (>100,000 lbs) | 541-10-1020-00-L | EA | NO | YES | Tagged | 2010 | DIRECT LABOR | Active | Fixed / Static Equipment (Tanks / Vessels / Columns / Rx's / Silos) | Pressure Vessels (ASME VIII) |  |  |  |  | 5000 | Equipment | 54110102000L | Direct field labor for Horizontal Vessel - Extra‑Large (>100,000 lbs).
54 | 1 | 1 | 10 | 15 | 00 | 00 | L | Vertical Vessel | 541-10-1500-00-L | EA | NO | YES | Tagged | 2010 | DIRECT LABOR | Active | Fixed / Static Equipment (Tanks / Vessels / Columns / Rx's / Silos) | Pressure Vessels (ASME VIII) |  |  |  |  | 5000 | Equipment | 54110150000L | Summary of Vertical Vessel labor costs.
54 | 1 | 1 | 10 | 15 | 10 | 00 | L | Vertical Vessel - Small (<10,000 lbs) | 541-10-1510-00-L | EA | NO | YES | Tagged | 2010 | DIRECT LABOR | Active | Fixed / Static Equipment (Tanks / Vessels / Columns / Rx's / Silos) | Pressure Vessels (ASME VIII) |  |  |  |  | 5000 | Equipment | 54110151000L | Direct field labor for Vertical Vessel - Small (<10,000 lbs).
54 | 1 | 1 | 10 | 15 | 15 | 00 | L | Vertical Vessel - Medium (10,000–40,000 lbs) | 541-10-1515-00-L | EA | NO | YES | Tagged | 2010 | DIRECT LABOR | Active | Fixed / Static Equipment (Tanks / Vessels / Columns / Rx's / Silos) | Pressure Vessels (ASME VIII) |  |  |  |  | 5000 | Equipment | 54110151500L | Direct field labor for Vertical Vessel - Medium (10,000–40,000 lbs).
54 | 1 | 1 | 10 | 15 | 20 | 00 | L | Vertical Vessel - Large (40,000–100,000 lbs) | 541-10-1520-00-L | EA | NO | YES | Tagged | 2010 | DIRECT LABOR | Active | Fixed / Static Equipment (Tanks / Vessels / Columns / Rx's / Silos) | Pressure Vessels (ASME VIII) |  |  |  |  | 5000 | Equipment | 54110152000L | Direct field labor for Vertical Vessel - Large (40,000–100,000 lbs).
54 | 1 | 1 | 10 | 15 | 25 | 00 | L | Vertical Vessel - Extra‑Large (>100,000 lbs) | 541-10-1525-00-L | EA | NO | YES | Tagged | 2010 | DIRECT LABOR | Active | Fixed / Static Equipment (Tanks / Vessels / Columns / Rx's / Silos) | Pressure Vessels (ASME VIII) |  |  |  |  | 5000 | Equipment | 54110152500L | Direct field labor for Vertical Vessel - Extra‑Large (>100,000 lbs).
54 | 1 | 1 | 10 | 20 | 00 | 00 | L | Knock-Out Drum | 541-10-2000-00-L | EA | NO | YES | Tagged | 2010 | DIRECT LABOR | Active | Fixed / Static Equipment (Tanks / Vessels / Columns / Rx's / Silos) | Pressure Vessels (ASME VIII) |  |  |  |  | 5000 | Equipment | 54110200000L | Summary of Knock-Out Drum labor costs.
54 | 1 | 1 | 10 | 20 | 10 | 00 | L | Knock-Out Drum - Small (<10,000 lbs) | 541-10-2010-00-L | EA | NO | YES | Tagged | 2010 | DIRECT LABOR | Active | Fixed / Static Equipment (Tanks / Vessels / Columns / Rx's / Silos) | Pressure Vessels (ASME VIII) |  |  |  |  | 5000 | Equipment | 54110201000L | Direct field labor for Knock-Out Drum - Small (<10,000 lbs).
54 | 1 | 1 | 10 | 20 | 15 | 00 | L | Knock-Out Drum - Medium (10,000–40,000 lbs) | 541-10-2015-00-L | EA | NO | YES | Tagged | 2010 | DIRECT LABOR | Active | Fixed / Static Equipment (Tanks / Vessels / Columns / Rx's / Silos) | Pressure Vessels (ASME VIII) |  |  |  |  | 5000 | Equipment | 54110201500L | Direct field labor for Knock-Out Drum - Medium (10,000–40,000 lbs).
54 | 1 | 1 | 10 | 20 | 20 | 00 | L | Knock-Out Drum - Large (40,000–100,000 lbs) | 541-10-2020-00-L | EA | NO | YES | Tagged | 2010 | DIRECT LABOR | Active | Fixed / Static Equipment (Tanks / Vessels / Columns / Rx's / Silos) | Pressure Vessels (ASME VIII) |  |  |  |  | 5000 | Equipment | 54110202000L | Direct field labor for Knock-Out Drum - Large (40,000–100,000 lbs).
54 | 1 | 1 | 10 | 20 | 25 | 00 | L | Knock-Out Drum - Extra‑Large (>100,000 lbs) | 541-10-2025-00-L | EA | NO | YES | Tagged | 2010 | DIRECT LABOR | Active | Fixed / Static Equipment (Tanks / Vessels / Columns / Rx's / Silos) | Pressure Vessels (ASME VIII) |  |  |  |  | 5000 | Equipment | 54110202500L | Direct field labor for Knock-Out Drum - Extra‑Large (>100,000 lbs).
54 | 1 | 1 | 10 | 25 | 00 | 00 | L | Flash Drum | 541-10-2500-00-L | EA | NO | YES | Tagged | 2010 | DIRECT LABOR | Active | Fixed / Static Equipment (Tanks / Vessels / Columns / Rx's / Silos) | Pressure Vessels (ASME VIII) |  |  |  |  | 5000 | Equipment | 54110250000L | Summary of Flash Drum labor costs.
54 | 1 | 1 | 10 | 25 | 10 | 00 | L | Flash Drum - Small (<10,000 lbs) | 541-10-2510-00-L | EA | NO | YES | Tagged | 2010 | DIRECT LABOR | Active | Fixed / Static Equipment (Tanks / Vessels / Columns / Rx's / Silos) | Pressure Vessels (ASME VIII) |  |  |  |  | 5000 | Equipment | 54110251000L | Direct field labor for Flash Drum - Small (<10,000 lbs).
54 | 1 | 1 | 10 | 25 | 15 | 00 | L | Flash Drum - Medium (10,000–40,000 lbs) | 541-10-2515-00-L | EA | NO | YES | Tagged | 2010 | DIRECT LABOR | Active | Fixed / Static Equipment (Tanks / Vessels / Columns / Rx's / Silos) | Pressure Vessels (ASME VIII) |  |  |  |  | 5000 | Equipment | 54110251500L | Direct field labor for Flash Drum - Medium (10,000–40,000 lbs).
54 | 1 | 1 | 10 | 25 | 20 | 00 | L | Flash Drum - Large (40,000–100,000 lbs) | 541-10-2520-00-L | EA | NO | YES | Tagged | 2010 | DIRECT LABOR | Active | Fixed / Static Equipment (Tanks / Vessels / Columns / Rx's / Silos) | Pressure Vessels (ASME VIII) |  |  |  |  | 5000 | Equipment | 54110252000L | Direct field labor for Flash Drum - Large (40,000–100,000 lbs).
54 | 1 | 1 | 10 | 25 | 25 | 00 | L | Flash Drum - Extra‑Large (>100,000 lbs) | 541-10-2525-00-L | EA | NO | YES | Tagged | 2010 | DIRECT LABOR | Active | Fixed / Static Equipment (Tanks / Vessels / Columns / Rx's / Silos) | Pressure Vessels (ASME VIII) |  |  |  |  | 5000 | Equipment | 54110252500L | Direct field labor for Flash Drum - Extra‑Large (>100,000 lbs).
54 | 1 | 1 | 10 | 30 | 00 | 00 | L | Surge Drum | 541-10-3000-00-L | EA | NO | YES | Tagged | 2010 | DIRECT LABOR | Active | Fixed / Static Equipment (Tanks / Vessels / Columns / Rx's / Silos) | Pressure Vessels (ASME VIII) |  |  |  |  | 5000 | Equipment | 54110300000L | Summary of Surge Drum labor costs.
54 | 1 | 1 | 10 | 30 | 10 | 00 | L | Surge Drum - Small (<10,000 lbs) | 541-10-3010-00-L | EA | NO | YES | Tagged | 2010 | DIRECT LABOR | Active | Fixed / Static Equipment (Tanks / Vessels / Columns / Rx's / Silos) | Pressure Vessels (ASME VIII) |  |  |  |  | 5000 | Equipment | 54110301000L | Direct field labor for Surge Drum - Small (<10,000 lbs).
54 | 1 | 1 | 10 | 30 | 15 | 00 | L | Surge Drum - Medium (10,000–40,000 lbs) | 541-10-3015-00-L | EA | NO | YES | Tagged | 2010 | DIRECT LABOR | Active | Fixed / Static Equipment (Tanks / Vessels / Columns / Rx's / Silos) | Pressure Vessels (ASME VIII) |  |  |  |  | 5000 | Equipment | 54110301500L | Direct field labor for Surge Drum - Medium (10,000–40,000 lbs).
54 | 1 | 1 | 10 | 30 | 20 | 00 | L | Surge Drum - Large (40,000–100,000 lbs) | 541-10-3020-00-L | EA | NO | YES | Tagged | 2010 | DIRECT LABOR | Active | Fixed / Static Equipment (Tanks / Vessels / Columns / Rx's / Silos) | Pressure Vessels (ASME VIII) |  |  |  |  | 5000 | Equipment | 54110302000L | Direct field labor for Surge Drum - Large (40,000–100,000 lbs).
54 | 1 | 1 | 10 | 30 | 25 | 00 | L | Surge Drum - Extra‑Large (>100,000 lbs) | 541-10-3025-00-L | EA | NO | YES | Tagged | 2010 | DIRECT LABOR | Active | Fixed / Static Equipment (Tanks / Vessels / Columns / Rx's / Silos) | Pressure Vessels (ASME VIII) |  |  |  |  | 5000 | Equipment | 54110302500L | Direct field labor for Surge Drum - Extra‑Large (>100,000 lbs).
54 | 1 | 1 | 10 | 35 | 00 | 00 | L | Accumulator | 541-10-3500-00-L | EA | NO | YES | Tagged | 2010 | DIRECT LABOR | Active | Fixed / Static Equipment (Tanks / Vessels / Columns / Rx's / Silos) | Pressure Vessels (ASME VIII) |  |  |  |  | 5000 | Equipment | 54110350000L | Summary of Accumulator labor costs.
54 | 1 | 1 | 10 | 35 | 10 | 00 | L | Accumulator - Small (<10,000 lbs) | 541-10-3510-00-L | EA | NO | YES | Tagged | 2010 | DIRECT LABOR | Active | Fixed / Static Equipment (Tanks / Vessels / Columns / Rx's / Silos) | Pressure Vessels (ASME VIII) |  |  |  |  | 5000 | Equipment | 54110351000L | Direct field labor for Accumulator - Small (<10,000 lbs).
54 | 1 | 1 | 10 | 35 | 15 | 00 | L | Accumulator - Medium (10,000–40,000 lbs) | 541-10-3515-00-L | EA | NO | YES | Tagged | 2010 | DIRECT LABOR | Active | Fixed / Static Equipment (Tanks / Vessels / Columns / Rx's / Silos) | Pressure Vessels (ASME VIII) |  |  |  |  | 5000 | Equipment | 54110351500L | Direct field labor for Accumulator - Medium (10,000–40,000 lbs).
54 | 1 | 1 | 10 | 35 | 20 | 00 | L | Accumulator - Large (40,000–100,000 lbs) | 541-10-3520-00-L | EA | NO | YES | Tagged | 2010 | DIRECT LABOR | Active | Fixed / Static Equipment (Tanks / Vessels / Columns / Rx's / Silos) | Pressure Vessels (ASME VIII) |  |  |  |  | 5000 | Equipment | 54110352000L | Direct field labor for Accumulator - Large (40,000–100,000 lbs).
54 | 1 | 1 | 10 | 35 | 25 | 00 | L | Accumulator - Extra‑Large (>100,000 lbs) | 541-10-3525-00-L | EA | NO | YES | Tagged | 2010 | DIRECT LABOR | Active | Fixed / Static Equipment (Tanks / Vessels / Columns / Rx's / Silos) | Pressure Vessels (ASME VIII) |  |  |  |  | 5000 | Equipment | 54110352500L | Direct field labor for Accumulator - Extra‑Large (>100,000 lbs).
54 | 1 | 1 | 10 | 40 | 00 | 00 | L | Filter-Separator Vessel | 541-10-4000-00-L | EA | NO | YES | Tagged | 2010 | DIRECT LABOR | Active | Fixed / Static Equipment (Tanks / Vessels / Columns / Rx's / Silos) | Pressure Vessels (ASME VIII) |  |  |  |  | 5000 | Equipment | 54110400000L | Summary of Filter-Separator Vessel labor costs.
54 | 1 | 1 | 10 | 40 | 10 | 00 | L | Filter-Separator Vessel - Small (<10,000 lbs) | 541-10-4010-00-L | EA | NO | YES | Tagged | 2010 | DIRECT LABOR | Active | Fixed / Static Equipment (Tanks / Vessels / Columns / Rx's / Silos) | Pressure Vessels (ASME VIII) |  |  |  |  | 5000 | Equipment | 54110401000L | Direct field labor for Filter-Separator Vessel - Small (<10,000 lbs).
54 | 1 | 1 | 10 | 40 | 15 | 00 | L | Filter-Separator Vessel - Medium (10,000–40,000 lbs) | 541-10-4015-00-L | EA | NO | YES | Tagged | 2010 | DIRECT LABOR | Active | Fixed / Static Equipment (Tanks / Vessels / Columns / Rx's / Silos) | Pressure Vessels (ASME VIII) |  |  |  |  | 5000 | Equipment | 54110401500L | Direct field labor for Filter-Separator Vessel - Medium (10,000–40,000 lbs).
54 | 1 | 1 | 10 | 40 | 20 | 00 | L | Filter-Separator Vessel - Large (40,000–100,000 lbs) | 541-10-4020-00-L | EA | NO | YES | Tagged | 2010 | DIRECT LABOR | Active | Fixed / Static Equipment (Tanks / Vessels / Columns / Rx's / Silos) | Pressure Vessels (ASME VIII) |  |  |  |  | 5000 | Equipment | 54110402000L | Direct field labor for Filter-Separator Vessel - Large (40,000–100,000 lbs).
54 | 1 | 1 | 10 | 40 | 25 | 00 | L | Filter-Separator Vessel - Extra‑Large (>100,000 lbs) | 541-10-4025-00-L | EA | NO | YES | Tagged | 2010 | DIRECT LABOR | Active | Fixed / Static Equipment (Tanks / Vessels / Columns / Rx's / Silos) | Pressure Vessels (ASME VIII) |  |  |  |  | 5000 | Equipment | 54110402500L | Direct field labor for Filter-Separator Vessel - Extra‑Large (>100,000 lbs).
54 | 1 | 1 | 10 | 45 | 00 | 00 | L | Coalescer Vessel | 541-10-4500-00-L | EA | NO | YES | Tagged | 2010 | DIRECT LABOR | Active | Fixed / Static Equipment (Tanks / Vessels / Columns / Rx's / Silos) | Pressure Vessels (ASME VIII) |  |  |  |  | 5000 | Equipment | 54110450000L | Summary of Coalescer Vessel labor costs.
54 | 1 | 1 | 10 | 45 | 10 | 00 | L | Coalescer Vessel - Small (<10,000 lbs) | 541-10-4510-00-L | EA | NO | YES | Tagged | 2010 | DIRECT LABOR | Active | Fixed / Static Equipment (Tanks / Vessels / Columns / Rx's / Silos) | Pressure Vessels (ASME VIII) |  |  |  |  | 5000 | Equipment | 54110451000L | Direct field labor for Coalescer Vessel - Small (<10,000 lbs).
54 | 1 | 1 | 10 | 45 | 15 | 00 | L | Coalescer Vessel - Medium (10,000–40,000 lbs) | 541-10-4515-00-L | EA | NO | YES | Tagged | 2010 | DIRECT LABOR | Active | Fixed / Static Equipment (Tanks / Vessels / Columns / Rx's / Silos) | Pressure Vessels (ASME VIII) |  |  |  |  | 5000 | Equipment | 54110451500L | Direct field labor for Coalescer Vessel - Medium (10,000–40,000 lbs).
54 | 1 | 1 | 10 | 45 | 20 | 00 | L | Coalescer Vessel - Large (40,000–100,000 lbs) | 541-10-4520-00-L | EA | NO | YES | Tagged | 2010 | DIRECT LABOR | Active | Fixed / Static Equipment (Tanks / Vessels / Columns / Rx's / Silos) | Pressure Vessels (ASME VIII) |  |  |  |  | 5000 | Equipment | 54110452000L | Direct field labor for Coalescer Vessel - Large (40,000–100,000 lbs).
54 | 1 | 1 | 10 | 45 | 25 | 00 | L | Coalescer Vessel - Extra‑Large (>100,000 lbs) | 541-10-4525-00-L | EA | NO | YES | Tagged | 2010 | DIRECT LABOR | Active | Fixed / Static Equipment (Tanks / Vessels / Columns / Rx's / Silos) | Pressure Vessels (ASME VIII) |  |  |  |  | 5000 | Equipment | 54110452500L | Direct field labor for Coalescer Vessel - Extra‑Large (>100,000 lbs).
54 | 1 | 1 | 10 | 50 | 00 | 00 | L | High-Pressure Separator | 541-10-5000-00-L | EA | NO | YES | Tagged | 2010 | DIRECT LABOR | Active | Fixed / Static Equipment (Tanks / Vessels / Columns / Rx's / Silos) | Pressure Vessels (ASME VIII) |  |  |  |  | 5000 | Equipment | 54110500000L | Summary of High-Pressure Separator labor costs.
54 | 1 | 1 | 10 | 50 | 10 | 00 | L | High-Pressure Separator - Small (<10,000 lbs) | 541-10-5010-00-L | EA | NO | YES | Tagged | 2010 | DIRECT LABOR | Active | Fixed / Static Equipment (Tanks / Vessels / Columns / Rx's / Silos) | Pressure Vessels (ASME VIII) |  |  |  |  | 5000 | Equipment | 54110501000L | Direct field labor for High-Pressure Separator - Small (<10,000 lbs).
54 | 1 | 1 | 10 | 50 | 15 | 00 | L | High-Pressure Separator - Medium (10,000–40,000 lbs) | 541-10-5015-00-L | EA | NO | YES | Tagged | 2010 | DIRECT LABOR | Active | Fixed / Static Equipment (Tanks / Vessels / Columns / Rx's / Silos) | Pressure Vessels (ASME VIII) |  |  |  |  | 5000 | Equipment | 54110501500L | Direct field labor for High-Pressure Separator - Medium (10,000–40,000 lbs).
54 | 1 | 1 | 10 | 50 | 20 | 00 | L | High-Pressure Separator - Large (40,000–100,000 lbs) | 541-10-5020-00-L | EA | NO | YES | Tagged | 2010 | DIRECT LABOR | Active | Fixed / Static Equipment (Tanks / Vessels / Columns / Rx's / Silos) | Pressure Vessels (ASME VIII) |  |  |  |  | 5000 | Equipment | 54110502000L | Direct field labor for High-Pressure Separator - Large (40,000–100,000 lbs).
54 | 1 | 1 | 10 | 50 | 25 | 00 | L | High-Pressure Separator - Extra‑Large (>100,000 lbs) | 541-10-5025-00-L | EA | NO | YES | Tagged | 2010 | DIRECT LABOR | Active | Fixed / Static Equipment (Tanks / Vessels / Columns / Rx's / Silos) | Pressure Vessels (ASME VIII) |  |  |  |  | 5000 | Equipment | 54110502500L | Direct field labor for High-Pressure Separator - Extra‑Large (>100,000 lbs).
54 | 1 | 1 | 12 | 00 | 00 | 00 | L | Specialty Vessels | 541-12-0000-00-L | EA | NO | YES | Tagged | 2010 | DIRECT LABOR | Active | Fixed / Static Equipment (Tanks / Vessels / Columns / Rx's / Silos) | Specialty Vessels |  |  |  |  | 5000 | Equipment | 54112000000L | Summary of Specialty Vessels labor costs.
54 | 1 | 1 | 12 | 05 | 00 | 00 | L | Cryogenic Bullet | 541-12-0500-00-L | EA | NO | YES | Tagged | 2010 | DIRECT LABOR | Active | Fixed / Static Equipment (Tanks / Vessels / Columns / Rx's / Silos) | Specialty Vessels |  |  |  |  | 5000 | Equipment | 54112050000L | Summary of Cryogenic Bullet labor costs.
54 | 1 | 1 | 12 | 10 | 50 | 00 | L | Mounded Welded LPG Bullet | 541-12-1050-00-L | EA | NO | YES | Tagged | 2010 | DIRECT LABOR | Active | Fixed / Static Equipment (Tanks / Vessels / Columns / Rx's / Silos) | Specialty Vessels |  |  |  |  | 5000 | Equipment | 54112105000L | Direct field labor for Mounded Welded LPG Bullet.
54 | 1 | 1 | 15 | 00 | 00 | 00 | L | Reactors | 541-15-0000-00-L | EA | NO | YES | Tagged | 2010 | DIRECT LABOR | Active | Fixed / Static Equipment (Tanks / Vessels / Columns / Rx's / Silos) | Reactors |  |  |  |  | 5000 | Equipment | 54115000000L | Summary of Reactors labor costs.
54 | 1 | 1 | 15 | 05 | 00 | 00 | L | Fixed-Bed Reactor | 541-15-0500-00-L | EA | NO | YES | Tagged | 2010 | DIRECT LABOR | Active | Fixed / Static Equipment (Tanks / Vessels / Columns / Rx's / Silos) | Reactors |  |  |  |  | 5000 | Equipment | 54115050000L | Direct field labor for Fixed-Bed Reactor.
54 | 1 | 1 | 15 | 10 | 00 | 00 | L | Slurry Reactor | 541-15-1000-00-L | EA | NO | YES | Tagged | 2010 | DIRECT LABOR | Active | Fixed / Static Equipment (Tanks / Vessels / Columns / Rx's / Silos) | Reactors |  |  |  |  | 5000 | Equipment | 54115100000L | Direct field labor for Slurry Reactor.
54 | 1 | 1 | 15 | 15 | 00 | 00 | L | Polymerization Reactor | 541-15-1500-00-L | EA | NO | YES | Tagged | 2010 | DIRECT LABOR | Active | Fixed / Static Equipment (Tanks / Vessels / Columns / Rx's / Silos) | Reactors |  |  |  |  | 5000 | Equipment | 54115150000L | Direct field labor for Polymerization Reactor.
54 | 1 | 1 | 15 | 20 | 00 | 00 | L | Hydrotreater / Hydrocracker Reactor | 541-15-2000-00-L | EA | NO | YES | Tagged | 2010 | DIRECT LABOR | Active | Fixed / Static Equipment (Tanks / Vessels / Columns / Rx's / Silos) | Reactors |  |  |  |  | 5000 | Equipment | 54115200000L | Direct field labor for Hydrotreater / Hydrocracker Reactor.
54 | 1 | 1 | 15 | 25 | 00 | 00 | L | Catalyst Vessel | 541-15-2500-00-L | EA | NO | YES | Tagged | 2010 | DIRECT LABOR | Active | Fixed / Static Equipment (Tanks / Vessels / Columns / Rx's / Silos) | Reactors |  |  |  |  | 5000 | Equipment | 54115250000L | Direct field labor for Catalyst Vessel.
54 | 1 | 1 | 15 | 30 | 00 | 00 | L | Reactor Internals | 541-15-3000-00-L | EA | NO | YES | Tagged | 2010 | DIRECT LABOR | Active | Fixed / Static Equipment (Tanks / Vessels / Columns / Rx's / Silos) | Reactors |  |  |  |  | 5000 | Equipment | 54115300000L | Summary of Reactor Internals labor costs.
54 | 1 | 1 | 15 | 30 | 05 | 00 | L | Distributor / Redistributor Trays | 541-15-3005-00-L | SF | NO | YES | Tagged | 2010 | DIRECT LABOR | Active | Fixed / Static Equipment (Tanks / Vessels / Columns / Rx's / Silos) | Reactors |  |  |  |  | 5000 | Equipment | 54115300500L | Direct field labor for Distributor / Redistributor Trays.
54 | 1 | 1 | 15 | 30 | 10 | 00 | L | Support Grids / Screens | 541-15-3010-00-L | TN | NO | YES | Tagged | 2010 | DIRECT LABOR | Active | Fixed / Static Equipment (Tanks / Vessels / Columns / Rx's / Silos) | Reactors |  |  |  |  | 5000 | Equipment | 54115301000L | Direct field labor for Support Grids / Screens.
54 | 1 | 1 | 15 | 30 | 15 | 00 | L | Quench Mixers / Quench Zones | 541-15-3015-00-L | EA | NO | YES | Tagged | 2010 | DIRECT LABOR | Active | Fixed / Static Equipment (Tanks / Vessels / Columns / Rx's / Silos) | Reactors |  |  |  |  | 5000 | Equipment | 54115301500L | Direct field labor for Quench Mixers / Quench Zones.
54 | 1 | 1 | 15 | 30 | 20 | 00 | L | Inlet Devices / Feed Spargers | 541-15-3020-00-L | EA | NO | YES | Tagged | 2010 | DIRECT LABOR | Active | Fixed / Static Equipment (Tanks / Vessels / Columns / Rx's / Silos) | Reactors |  |  |  |  | 5000 | Equipment | 54115302000L | Direct field labor for Inlet Devices / Feed Spargers.
54 | 1 | 1 | 15 | 30 | 25 | 00 | L | Thermowell Trees / Temperature Bundles | 541-15-3025-00-L | EA | NO | YES | Tagged | 2010 | DIRECT LABOR | Active | Fixed / Static Equipment (Tanks / Vessels / Columns / Rx's / Silos) | Reactors |  |  |  |  | 5000 | Equipment | 54115302500L | Direct field labor for Thermowell Trees / Temperature Bundles.
54 | 1 | 1 | 15 | 30 | 30 | 00 | L | Catalyst Hold-Downs / Retainers | 541-15-3030-00-L | EA | NO | YES | Tagged | 2010 | DIRECT LABOR | Active | Fixed / Static Equipment (Tanks / Vessels / Columns / Rx's / Silos) | Reactors |  |  |  |  | 5000 | Equipment | 54115303000L | Direct field labor for Catalyst Hold-Downs / Retainers.
54 | 1 | 1 | 15 | 30 | 35 | 00 | L | Internals Manways / Access Hardware | 541-15-3035-00-L | EA | NO | YES | Tagged | 2010 | DIRECT LABOR | Active | Fixed / Static Equipment (Tanks / Vessels / Columns / Rx's / Silos) | Reactors |  |  |  |  | 5000 | Equipment | 54115303500L | Direct field labor for Internals Manways / Access Hardware.
54 | 1 | 1 | 20 | 00 | 00 | 00 | L | Columns & Towers | 541-20-0000-00-L | EA | NO | YES | Tagged | 2010 | DIRECT LABOR | Active | Fixed / Static Equipment (Tanks / Vessels / Columns / Rx's / Silos) | Columns & Towers |  |  |  |  | 5000 | Equipment | 54120000000L | Summary of Columns & Towers labor costs.
54 | 1 | 1 | 20 | 05 | 00 | 00 | L | Process Columns | 541-20-0500-00-L | EA | NO | YES | Tagged | 2010 | DIRECT LABOR | Active | Fixed / Static Equipment (Tanks / Vessels / Columns / Rx's / Silos) | Columns & Towers |  |  |  |  | 5000 | Equipment | 54120050000L | Summary of Process Columns labor costs.
54 | 1 | 1 | 20 | 05 | 05 | 00 | L | Process Columns - Distributor / Redistributor Trays | 541-20-0505-00-L | SF | NO | YES | Tagged | 2010 | DIRECT LABOR | Active | Fixed / Static Equipment (Tanks / Vessels / Columns / Rx's / Silos) | Columns & Towers |  |  |  |  | 5000 | Equipment | 54120050500L | Direct field labor for Process Columns - Distributor / Redistributor Trays.
54 | 1 | 1 | 20 | 05 | 10 | 00 | L | Process Columns - Support Grids / Support Plates | 541-20-0510-00-L | TN | NO | YES | Tagged | 2010 | DIRECT LABOR | Active | Fixed / Static Equipment (Tanks / Vessels / Columns / Rx's / Silos) | Columns & Towers |  |  |  |  | 5000 | Equipment | 54120051000L | Direct field labor for Process Columns - Support Grids / Support Plates.
54 | 1 | 1 | 20 | 05 | 15 | 00 | L | Process Columns - Packing Hold-Down Assemblies / Retainers | 541-20-0515-00-L | LT | NO | YES | Tagged | 2010 | DIRECT LABOR | Active | Fixed / Static Equipment (Tanks / Vessels / Columns / Rx's / Silos) | Columns & Towers |  |  |  |  | 5000 | Equipment | 54120051500L | Direct field labor for Process Columns - Packing Hold-Down Assemblies / Retainers.
54 | 1 | 1 | 20 | 05 | 20 | 00 | L | Process Columns - Feed Inlet Devices / Feed Spargers | 541-20-0520-00-L | EA | NO | YES | Tagged | 2010 | DIRECT LABOR | Active | Fixed / Static Equipment (Tanks / Vessels / Columns / Rx's / Silos) | Columns & Towers |  |  |  |  | 5000 | Equipment | 54120052000L | Direct field labor for Process Columns - Feed Inlet Devices / Feed Spargers.
54 | 1 | 1 | 20 | 05 | 25 | 00 | L | Process Columns - Chimney Trays / Liquid Collectors | 541-20-0525-00-L | SF | NO | YES | Tagged | 2010 | DIRECT LABOR | Active | Fixed / Static Equipment (Tanks / Vessels / Columns / Rx's / Silos) | Columns & Towers |  |  |  |  | 5000 | Equipment | 54120052500L | Direct field labor for Process Columns - Chimney Trays / Liquid Collectors.
54 | 1 | 1 | 20 | 05 | 28 | 00 | L | Process Columns - Liquid Distributors (Trough / Pan / Pipe) | 541-20-0528-00-L | LT | NO | YES | Tagged | 2010 | DIRECT LABOR | Active | Fixed / Static Equipment (Tanks / Vessels / Columns / Rx's / Silos) | Columns & Towers |  |  |  |  | 5000 | Equipment | 54120052800L | Direct field labor for Process Columns - Liquid Distributors (Trough / Pan / Pipe).
54 | 1 | 1 | 20 | 05 | 35 | 00 | L | Process Columns - Vapor Distributors / Inlet Diffusers | 541-20-0535-00-L | LT | NO | YES | Tagged | 2010 | DIRECT LABOR | Active | Fixed / Static Equipment (Tanks / Vessels / Columns / Rx's / Silos) | Columns & Towers |  |  |  |  | 5000 | Equipment | 54120053500L | Direct field labor for Process Columns - Vapor Distributors / Inlet Diffusers.
54 | 1 | 1 | 20 | 05 | 40 | 00 | L | Process Columns - Demister Pads / Mist Eliminators | 541-20-0540-00-L | SF | NO | YES | Tagged | 2010 | DIRECT LABOR | Active | Fixed / Static Equipment (Tanks / Vessels / Columns / Rx's / Silos) | Columns & Towers |  |  |  |  | 5000 | Equipment | 54120054000L | Direct field labor for Process Columns - Demister Pads / Mist Eliminators.
54 | 1 | 1 | 20 | 05 | 45 | 00 | L | Process Columns - Downcomers / Inlet Weirs | 541-20-0545-00-L | EA | NO | YES | Tagged | 2010 | DIRECT LABOR | Active | Fixed / Static Equipment (Tanks / Vessels / Columns / Rx's / Silos) | Columns & Towers |  |  |  |  | 5000 | Equipment | 54120054500L | Direct field labor for Process Columns - Downcomers / Inlet Weirs.
54 | 1 | 1 | 20 | 05 | 50 | 00 | L | Process Columns - Tray Panels / Deck Assemblies | 541-20-0550-00-L | SF | NO | YES | Tagged | 2010 | DIRECT LABOR | Active | Fixed / Static Equipment (Tanks / Vessels / Columns / Rx's / Silos) | Columns & Towers |  |  |  |  | 5000 | Equipment | 54120055000L | Direct field labor for Process Columns - Tray Panels / Deck Assemblies.
54 | 1 | 1 | 20 | 05 | 55 | 00 | L | Process Columns - Access Hardware / Manway Assemblies | 541-20-0555-00-L | LT | NO | YES | Tagged | 2010 | DIRECT LABOR | Active | Fixed / Static Equipment (Tanks / Vessels / Columns / Rx's / Silos) | Columns & Towers |  |  |  |  | 5000 | Equipment | 54120055500L | Direct field labor for Process Columns - Access Hardware / Manway Assemblies.
54 | 1 | 1 | 20 | 05 | 60 | 00 | L | Process Columns - Access Ladders & Platforms | 541-20-0560-00-L | TN | NO | YES | Tagged | 2010 | DIRECT LABOR | Active | Fixed / Static Equipment (Tanks / Vessels / Columns / Rx's / Silos) | Columns & Towers |  |  |  |  | 5000 | Equipment | 54120056000L | Direct field labor for Process Columns - Access Ladders & Platforms.
54 | 1 | 1 | 20 | 05 | 65 | 00 | L | Process Columns - Supports & Clips | 541-20-0565-00-L | TN | NO | YES | Tagged | 2010 | DIRECT LABOR | Active | Fixed / Static Equipment (Tanks / Vessels / Columns / Rx's / Silos) | Columns & Towers |  |  |  |  | 5000 | Equipment | 54120056500L | Direct field labor for Process Columns - Supports & Clips.
54 | 1 | 1 | 20 | 10 | 00 | 00 | L | Distillation Column | 541-20-1000-00-L | EA | NO | YES | Tagged | 2010 | DIRECT LABOR | Active | Fixed / Static Equipment (Tanks / Vessels / Columns / Rx's / Silos) | Columns & Towers |  |  |  |  | 5000 | Equipment | 54120100000L | Summary of Distillation Column labor costs.
54 | 1 | 1 | 20 | 10 | 05 | 00 | L | Distillation Column - Distributor / Redistributor Trays | 541-20-1005-00-L | SF | NO | YES | Tagged | 2010 | DIRECT LABOR | Active | Fixed / Static Equipment (Tanks / Vessels / Columns / Rx's / Silos) | Columns & Towers |  |  |  |  | 5000 | Equipment | 54120100500L | Direct field labor for Distillation Column - Distributor / Redistributor Trays.
54 | 1 | 1 | 20 | 10 | 10 | 00 | L | Distillation Column - Support Grids / Support Plates | 541-20-1010-00-L | TN | NO | YES | Tagged | 2010 | DIRECT LABOR | Active | Fixed / Static Equipment (Tanks / Vessels / Columns / Rx's / Silos) | Columns & Towers |  |  |  |  | 5000 | Equipment | 54120101000L | Direct field labor for Distillation Column - Support Grids / Support Plates.
54 | 1 | 1 | 20 | 10 | 15 | 00 | L | Distillation Column - Packing Hold-Down Assemblies / Retainers | 541-20-1015-00-L | LT | NO | YES | Tagged | 2010 | DIRECT LABOR | Active | Fixed / Static Equipment (Tanks / Vessels / Columns / Rx's / Silos) | Columns & Towers |  |  |  |  | 5000 | Equipment | 54120101500L | Direct field labor for Distillation Column - Packing Hold-Down Assemblies / Retainers.
54 | 1 | 1 | 20 | 10 | 20 | 00 | L | Distillation Column - Feed Inlet Devices / Feed Spargers | 541-20-1020-00-L | EA | NO | YES | Tagged | 2010 | DIRECT LABOR | Active | Fixed / Static Equipment (Tanks / Vessels / Columns / Rx's / Silos) | Columns & Towers |  |  |  |  | 5000 | Equipment | 54120102000L | Direct field labor for Distillation Column - Feed Inlet Devices / Feed Spargers.
54 | 1 | 1 | 20 | 10 | 25 | 00 | L | Distillation Column - Chimney Trays / Liquid Collectors | 541-20-1025-00-L | SF | NO | YES | Tagged | 2010 | DIRECT LABOR | Active | Fixed / Static Equipment (Tanks / Vessels / Columns / Rx's / Silos) | Columns & Towers |  |  |  |  | 5000 | Equipment | 54120102500L | Direct field labor for Distillation Column - Chimney Trays / Liquid Collectors.
54 | 1 | 1 | 20 | 10 | 28 | 00 | L | Distillation Column - Liquid Distributors (Trough / Pan / Pipe) | 541-20-1028-00-L | LT | NO | YES | Tagged | 2010 | DIRECT LABOR | Active | Fixed / Static Equipment (Tanks / Vessels / Columns / Rx's / Silos) | Columns & Towers |  |  |  |  | 5000 | Equipment | 54120102800L | Direct field labor for Distillation Column - Liquid Distributors (Trough / Pan / Pipe).
54 | 1 | 1 | 20 | 10 | 35 | 00 | L | Distillation Column - Vapor Distributors / Inlet Diffusers | 541-20-1035-00-L | LT | NO | YES | Tagged | 2010 | DIRECT LABOR | Active | Fixed / Static Equipment (Tanks / Vessels / Columns / Rx's / Silos) | Columns & Towers |  |  |  |  | 5000 | Equipment | 54120103500L | Direct field labor for Distillation Column - Vapor Distributors / Inlet Diffusers.
54 | 1 | 1 | 20 | 10 | 40 | 00 | L | Distillation Column - Demister Pads / Mist Eliminators | 541-20-1040-00-L | SF | NO | YES | Tagged | 2010 | DIRECT LABOR | Active | Fixed / Static Equipment (Tanks / Vessels / Columns / Rx's / Silos) | Columns & Towers |  |  |  |  | 5000 | Equipment | 54120104000L | Direct field labor for Distillation Column - Demister Pads / Mist Eliminators.
54 | 1 | 1 | 20 | 10 | 45 | 00 | L | Distillation Column - Downcomers / Inlet Weirs | 541-20-1045-00-L | EA | NO | YES | Tagged | 2010 | DIRECT LABOR | Active | Fixed / Static Equipment (Tanks / Vessels / Columns / Rx's / Silos) | Columns & Towers |  |  |  |  | 5000 | Equipment | 54120104500L | Direct field labor for Distillation Column - Downcomers / Inlet Weirs.
54 | 1 | 1 | 20 | 10 | 50 | 00 | L | Distillation Column - Tray Panels / Deck Assemblies | 541-20-1050-00-L | SF | NO | YES | Tagged | 2010 | DIRECT LABOR | Active | Fixed / Static Equipment (Tanks / Vessels / Columns / Rx's / Silos) | Columns & Towers |  |  |  |  | 5000 | Equipment | 54120105000L | Direct field labor for Distillation Column - Tray Panels / Deck Assemblies.
54 | 1 | 1 | 20 | 10 | 55 | 00 | L | Distillation Column - Access Hardware / Manway Assemblies | 541-20-1055-00-L | LT | NO | YES | Tagged | 2010 | DIRECT LABOR | Active | Fixed / Static Equipment (Tanks / Vessels / Columns / Rx's / Silos) | Columns & Towers |  |  |  |  | 5000 | Equipment | 54120105500L | Direct field labor for Distillation Column - Access Hardware / Manway Assemblies.
54 | 1 | 1 | 20 | 10 | 60 | 00 | L | Distillation Column - Access Ladders & Platforms | 541-20-1060-00-L | TN | NO | YES | Tagged | 2010 | DIRECT LABOR | Active | Fixed / Static Equipment (Tanks / Vessels / Columns / Rx's / Silos) | Columns & Towers |  |  |  |  | 5000 | Equipment | 54120106000L | Direct field labor for Distillation Column - Access Ladders & Platforms.
54 | 1 | 1 | 20 | 10 | 65 | 00 | L | Distillation Column - Supports & Clips | 541-20-1065-00-L | TN | NO | YES | Tagged | 2010 | DIRECT LABOR | Active | Fixed / Static Equipment (Tanks / Vessels / Columns / Rx's / Silos) | Columns & Towers |  |  |  |  | 5000 | Equipment | 54120106500L | Direct field labor for Distillation Column - Supports & Clips.
54 | 1 | 1 | 20 | 15 | 00 | 00 | L | Absorber Tower | 541-20-1500-00-L | EA | NO | YES | Tagged | 2010 | DIRECT LABOR | Active | Fixed / Static Equipment (Tanks / Vessels / Columns / Rx's / Silos) | Columns & Towers |  |  |  |  | 5000 | Equipment | 54120150000L | Summary of Absorber Tower labor costs.
54 | 1 | 1 | 20 | 15 | 05 | 00 | L | Absorber Tower - Distributor / Redistributor Trays | 541-20-1505-00-L | SF | NO | YES | Tagged | 2010 | DIRECT LABOR | Active | Fixed / Static Equipment (Tanks / Vessels / Columns / Rx's / Silos) | Columns & Towers |  |  |  |  | 5000 | Equipment | 54120150500L | Direct field labor for Absorber Tower - Distributor / Redistributor Trays.
54 | 1 | 1 | 20 | 15 | 10 | 00 | L | Absorber Tower - Support Grids / Support Plates | 541-20-1510-00-L | TN | NO | YES | Tagged | 2010 | DIRECT LABOR | Active | Fixed / Static Equipment (Tanks / Vessels / Columns / Rx's / Silos) | Columns & Towers |  |  |  |  | 5000 | Equipment | 54120151000L | Direct field labor for Absorber Tower - Support Grids / Support Plates.
54 | 1 | 1 | 20 | 15 | 15 | 00 | L | Absorber Tower - Packing Hold-Down Assemblies / Retainers | 541-20-1515-00-L | LT | NO | YES | Tagged | 2010 | DIRECT LABOR | Active | Fixed / Static Equipment (Tanks / Vessels / Columns / Rx's / Silos) | Columns & Towers |  |  |  |  | 5000 | Equipment | 54120151500L | Direct field labor for Absorber Tower - Packing Hold-Down Assemblies / Retainers.
54 | 1 | 1 | 20 | 15 | 20 | 00 | L | Absorber Tower - Feed Inlet Devices / Feed Spargers | 541-20-1520-00-L | EA | NO | YES | Tagged | 2010 | DIRECT LABOR | Active | Fixed / Static Equipment (Tanks / Vessels / Columns / Rx's / Silos) | Columns & Towers |  |  |  |  | 5000 | Equipment | 54120152000L | Direct field labor for Absorber Tower - Feed Inlet Devices / Feed Spargers.
54 | 1 | 1 | 20 | 15 | 25 | 00 | L | Absorber Tower - Chimney Trays / Liquid Collectors | 541-20-1525-00-L | SF | NO | YES | Tagged | 2010 | DIRECT LABOR | Active | Fixed / Static Equipment (Tanks / Vessels / Columns / Rx's / Silos) | Columns & Towers |  |  |  |  | 5000 | Equipment | 54120152500L | Direct field labor for Absorber Tower - Chimney Trays / Liquid Collectors.
54 | 1 | 1 | 20 | 15 | 28 | 00 | L | Absorber Tower - Liquid Distributors (Trough / Pan / Pipe) | 541-20-1528-00-L | LT | NO | YES | Tagged | 2010 | DIRECT LABOR | Active | Fixed / Static Equipment (Tanks / Vessels / Columns / Rx's / Silos) | Columns & Towers |  |  |  |  | 5000 | Equipment | 54120152800L | Direct field labor for Absorber Tower - Liquid Distributors (Trough / Pan / Pipe).
54 | 1 | 1 | 20 | 15 | 35 | 00 | L | Absorber Tower - Vapor Distributors / Inlet Diffusers | 541-20-1535-00-L | LT | NO | YES | Tagged | 2010 | DIRECT LABOR | Active | Fixed / Static Equipment (Tanks / Vessels / Columns / Rx's / Silos) | Columns & Towers |  |  |  |  | 5000 | Equipment | 54120153500L | Direct field labor for Absorber Tower - Vapor Distributors / Inlet Diffusers.
54 | 1 | 1 | 20 | 15 | 40 | 00 | L | Absorber Tower - Demister Pads / Mist Eliminators | 541-20-1540-00-L | SF | NO | YES | Tagged | 2010 | DIRECT LABOR | Active | Fixed / Static Equipment (Tanks / Vessels / Columns / Rx's / Silos) | Columns & Towers |  |  |  |  | 5000 | Equipment | 54120154000L | Direct field labor for Absorber Tower - Demister Pads / Mist Eliminators.
54 | 5 | 1 | 20 | 15 | 45 | 00 | L | Absorber Tower - Downcomers / Inlet Weirs | 541-20-1545-00-L | EA | NO | YES | Tagged | 2010 | DIRECT LABOR | Active | Fixed / Static Equipment (Tanks / Vessels / Columns / Rx's / Silos) | Columns & Towers |  |  |  |  | 5000 | Equipment | 54120154500L | Direct field labor for Absorber Tower - Downcomers / Inlet Weirs.
54 | 5 | 1 | 20 | 15 | 50 | 00 | L | Absorber Tower - Tray Panels / Deck Assemblies | 541-20-1550-00-L | SF | NO | YES | Tagged | 2010 | DIRECT LABOR | Active | Fixed / Static Equipment (Tanks / Vessels / Columns / Rx's / Silos) | Columns & Towers |  |  |  |  | 5000 | Equipment | 54120155000L | Direct field labor for Absorber Tower - Tray Panels / Deck Assemblies.
54 | 5 | 1 | 20 | 15 | 55 | 00 | L | Absorber Tower - Access Hardware / Manway Assemblies | 541-20-1555-00-L | LT | NO | YES | Tagged | 2010 | DIRECT LABOR | Active | Fixed / Static Equipment (Tanks / Vessels / Columns / Rx's / Silos) | Columns & Towers |  |  |  |  | 5000 | Equipment | 54120155500L | Direct field labor for Absorber Tower - Access Hardware / Manway Assemblies.
54 | 5 | 1 | 20 | 15 | 60 | 00 | L | Absorber Tower - Access Ladders & Platforms | 541-20-1560-00-L | TN | NO | YES | Tagged | 2010 | DIRECT LABOR | Active | Fixed / Static Equipment (Tanks / Vessels / Columns / Rx's / Silos) | Columns & Towers |  |  |  |  | 5000 | Equipment | 54120156000L | Direct field labor for Absorber Tower - Access Ladders & Platforms.
54 | 5 | 1 | 20 | 15 | 65 | 00 | L | Absorber Tower - Supports & Clips | 541-20-1565-00-L | TN | NO | YES | Tagged | 2010 | DIRECT LABOR | Active | Fixed / Static Equipment (Tanks / Vessels / Columns / Rx's / Silos) | Columns & Towers |  |  |  |  | 5000 | Equipment | 54120156500L | Direct field labor for Absorber Tower - Supports & Clips.
54 | 5 | 1 | 20 | 20 | 00 | 00 | L | Stripper Tower | 541-20-2000-00-L | EA | NO | YES | Tagged | 2010 | DIRECT LABOR | Active | Fixed / Static Equipment (Tanks / Vessels / Columns / Rx's / Silos) | Columns & Towers |  |  |  |  | 5000 | Equipment | 54120200000L | Summary of Stripper Tower labor costs.
54 | 5 | 1 | 20 | 20 | 05 | 00 | L | Stripper Tower - Distributor / Redistributor Trays | 541-20-2005-00-L | SF | NO | YES | Tagged | 2010 | DIRECT LABOR | Active | Fixed / Static Equipment (Tanks / Vessels / Columns / Rx's / Silos) | Columns & Towers |  |  |  |  | 5000 | Equipment | 54120200500L | Direct field labor for Stripper Tower - Distributor / Redistributor Trays.
54 | 5 | 1 | 20 | 20 | 10 | 00 | L | Stripper Tower - Support Grids / Support Plates | 541-20-2010-00-L | TN | NO | YES | Tagged | 2010 | DIRECT LABOR | Active | Fixed / Static Equipment (Tanks / Vessels / Columns / Rx's / Silos) | Columns & Towers |  |  |  |  | 5000 | Equipment | 54120201000L | Direct field labor for Stripper Tower - Support Grids / Support Plates.
54 | 5 | 1 | 20 | 20 | 15 | 00 | L | Stripper Tower - Packing Hold-Down Assemblies / Retainers | 541-20-2015-00-L | LT | NO | YES | Tagged | 2010 | DIRECT LABOR | Active | Fixed / Static Equipment (Tanks / Vessels / Columns / Rx's / Silos) | Columns & Towers |  |  |  |  | 5000 | Equipment | 54120201500L | Direct field labor for Stripper Tower - Packing Hold-Down Assemblies / Retainers.
54 | 5 | 1 | 20 | 20 | 20 | 00 | L | Stripper Tower - Feed Inlet Devices / Feed Spargers | 541-20-2020-00-L | EA | NO | YES | Tagged | 2010 | DIRECT LABOR | Active | Fixed / Static Equipment (Tanks / Vessels / Columns / Rx's / Silos) | Columns & Towers |  |  |  |  | 5000 | Equipment | 54120202000L | Direct field labor for Stripper Tower - Feed Inlet Devices / Feed Spargers.
54 | 5 | 1 | 20 | 20 | 25 | 00 | L | Stripper Tower - Chimney Trays / Liquid Collectors | 541-20-2025-00-L | SF | NO | YES | Tagged | 2010 | DIRECT LABOR | Active | Fixed / Static Equipment (Tanks / Vessels / Columns / Rx's / Silos) | Columns & Towers |  |  |  |  | 5000 | Equipment | 54120202500L | Direct field labor for Stripper Tower - Chimney Trays / Liquid Collectors.
54 | 5 | 1 | 20 | 20 | 28 | 00 | L | Stripper Tower - Liquid Distributors (Trough / Pan / Pipe) | 541-20-2028-00-L | LT | NO | YES | Tagged | 2010 | DIRECT LABOR | Active | Fixed / Static Equipment (Tanks / Vessels / Columns / Rx's / Silos) | Columns & Towers |  |  |  |  | 5000 | Equipment | 54120202800L | Direct field labor for Stripper Tower - Liquid Distributors (Trough / Pan / Pipe).
54 | 5 | 1 | 20 | 20 | 35 | 00 | L | Stripper Tower - Vapor Distributors / Inlet Diffusers | 541-20-2035-00-L | LT | NO | YES | Tagged | 2010 | DIRECT LABOR | Active | Fixed / Static Equipment (Tanks / Vessels / Columns / Rx's / Silos) | Columns & Towers |  |  |  |  | 5000 | Equipment | 54120203500L | Direct field labor for Stripper Tower - Vapor Distributors / Inlet Diffusers.
54 | 5 | 1 | 20 | 20 | 40 | 00 | L | Stripper Tower - Demister Pads / Mist Eliminators | 541-20-2040-00-L | SF | NO | YES | Tagged | 2010 | DIRECT LABOR | Active | Fixed / Static Equipment (Tanks / Vessels / Columns / Rx's / Silos) | Columns & Towers |  |  |  |  | 5000 | Equipment | 54120204000L | Direct field labor for Stripper Tower - Demister Pads / Mist Eliminators.
54 | 5 | 1 | 20 | 20 | 45 | 00 | L | Stripper Tower - Downcomers / Inlet Weirs | 541-20-2045-00-L | EA | NO | YES | Tagged | 2010 | DIRECT LABOR | Active | Fixed / Static Equipment (Tanks / Vessels / Columns / Rx's / Silos) | Columns & Towers |  |  |  |  | 5000 | Equipment | 54120204500L | Direct field labor for Stripper Tower - Downcomers / Inlet Weirs.
54 | 5 | 1 | 20 | 20 | 50 | 00 | L | Stripper Tower - Tray Panels / Deck Assemblies | 541-20-2050-00-L | SF | NO | YES | Tagged | 2010 | DIRECT LABOR | Active | Fixed / Static Equipment (Tanks / Vessels / Columns / Rx's / Silos) | Columns & Towers |  |  |  |  | 5000 | Equipment | 54120205000L | Direct field labor for Stripper Tower - Tray Panels / Deck Assemblies.
54 | 5 | 1 | 20 | 20 | 55 | 00 | L | Stripper Tower - Access Hardware / Manway Assemblies | 541-20-2055-00-L | LT | NO | YES | Tagged | 2010 | DIRECT LABOR | Active | Fixed / Static Equipment (Tanks / Vessels / Columns / Rx's / Silos) | Columns & Towers |  |  |  |  | 5000 | Equipment | 54120205500L | Direct field labor for Stripper Tower - Access Hardware / Manway Assemblies.
54 | 5 | 1 | 20 | 20 | 60 | 00 | L | Stripper Tower - Access Ladders & Platforms | 541-20-2060-00-L | TN | NO | YES | Tagged | 2010 | DIRECT LABOR | Active | Fixed / Static Equipment (Tanks / Vessels / Columns / Rx's / Silos) | Columns & Towers |  |  |  |  | 5000 | Equipment | 54120206000L | Direct field labor for Stripper Tower - Access Ladders & Platforms.
54 | 5 | 1 | 20 | 20 | 65 | 00 | L | Stripper Tower - Supports & Clips | 541-20-2065-00-L | TN | NO | YES | Tagged | 2010 | DIRECT LABOR | Active | Fixed / Static Equipment (Tanks / Vessels / Columns / Rx's / Silos) | Columns & Towers |  |  |  |  | 5000 | Equipment | 54120206500L | Direct field labor for Stripper Tower - Supports & Clips.
54 | 5 | 5 | 00 | 00 | 00 | 00 | 0 | Boiler & Heaters | 545-00-0000-00-0 | EA | YES | YES | Tagged | 2010 | DIRECT LABOR | Active | Boiler & Heaters | Summary |  |  |  |  | 5000 | Equipment | 545000000000 | Top-level summary of all Boiler & Heaters costs.
54 | 5 | 5 | 05 | 00 | 00 | 00 | L | Fired Heaters | 545-05-0000-00-L | EA | NO | YES | Tagged | 2010 | DIRECT LABOR | Active | Boiler & Heaters | Fired Heaters |  |  |  |  | 5000 | Equipment | 54505000000L | Summary of Fired Heaters labor costs.
54 | 5 | 5 | 05 | 05 | 00 | 00 | L | Fired Heaters - Packaged | 545-05-0500-00-L | EA | NO | YES | Tagged | 2010 | DIRECT LABOR | Active | Boiler & Heaters | Fired Heaters |  |  |  |  | 5000 | Equipment | 54505050000L | Summary of Fired Heaters - Packaged labor costs.
54 | 5 | 5 | 05 | 05 | 05 | 00 | L | Packaged Fired Heaters – Natural Gas Fired | 545-05-0505-00-L | EA | NO | YES | Tagged | 2010 | DIRECT LABOR | Active | Boiler & Heaters | Fired Heaters |  |  |  |  | 5000 | Equipment | 54505050500L | Summary of Packaged Fired Heaters – Natural Gas Fired labor costs.
54 | 5 | 5 | 05 | 05 | 05 | 05 | L | Packaged Fired Heaters – Natural Gas Fired - Small (<20 MMBTU/hr) | 545-05-0505-05-L | EA | NO | NO |  | 2010 | DIRECT LABOR | Active | Boiler & Heaters | Fired Heaters |  |  |  |  | 5000 | Equipment | 54505050505L | Direct field labor for Packaged Fired Heaters – Natural Gas Fired - Small (<20 MMBTU/hr).
54 | 5 | 5 | 05 | 05 | 05 | 10 | L | Packaged Fired Heaters – Natural Gas Fired - Medium (20–80 MMBTU/hr) | 545-05-0505-10-L | EA | NO | NO |  | 2010 | DIRECT LABOR | Active | Boiler & Heaters | Fired Heaters |  |  |  |  | 5000 | Equipment | 54505050510L | Direct field labor for Packaged Fired Heaters – Natural Gas Fired - Medium (20–80 MMBTU/hr).
54 | 5 | 5 | 05 | 05 | 05 | 15 | L | Packaged Fired Heaters – Natural Gas Fired - Large (80–100 MMBTU/hr) | 545-05-0505-15-L | EA | NO | NO |  | 2010 | DIRECT LABOR | Active | Boiler & Heaters | Fired Heaters |  |  |  |  | 5000 | Equipment | 54505050515L | Direct field labor for Packaged Fired Heaters – Natural Gas Fired - Large (80–100 MMBTU/hr).
54 | 5 | 5 | 05 | 05 | 10 | 00 | L | Packaged Fired Heaters – Fuel Oil Fired | 545-05-0510-00-L | EA | NO | YES | Tagged | 2010 | DIRECT LABOR | Active | Boiler & Heaters | Fired Heaters |  |  |  |  | 5000 | Equipment | 54505051000L | Summary of Packaged Fired Heaters – Fuel Oil Fired labor costs.
54 | 5 | 5 | 05 | 05 | 10 | 05 | L | Packaged Fired Heaters – Fuel Oil Fired - Small (<20 MMBTU/hr) | 545-05-0510-05-L | EA | NO | NO |  | 2010 | DIRECT LABOR | Active | Boiler & Heaters | Fired Heaters |  |  |  |  | 5000 | Equipment | 54505051005L | Direct field labor for Packaged Fired Heaters – Fuel Oil Fired - Small (<20 MMBTU/hr).
54 | 5 | 5 | 05 | 05 | 10 | 10 | L | Packaged Fired Heaters – Fuel Oil Fired - Medium (20–80 MMBTU/hr) | 545-05-0510-10-L | EA | NO | NO |  | 2010 | DIRECT LABOR | Active | Boiler & Heaters | Fired Heaters |  |  |  |  | 5000 | Equipment | 54505051010L | Direct field labor for Packaged Fired Heaters – Fuel Oil Fired - Medium (20–80 MMBTU/hr).
54 | 5 | 5 | 05 | 05 | 10 | 15 | L | Packaged Fired Heaters – Fuel Oil Fired - Large (80–100 MMBTU/hr) | 545-05-0510-15-L | EA | NO | NO |  | 2010 | DIRECT LABOR | Active | Boiler & Heaters | Fired Heaters |  |  |  |  | 5000 | Equipment | 54505051015L | Direct field labor for Packaged Fired Heaters – Fuel Oil Fired - Large (80–100 MMBTU/hr).
54 | 5 | 5 | 05 | 05 | 15 | 00 | L | Packaged Fired Heaters – Dual-Fuel (Gas + Oil) | 545-05-0515-00-L | EA | NO | YES | Tagged | 2010 | DIRECT LABOR | Active | Boiler & Heaters | Fired Heaters |  |  |  |  | 5000 | Equipment | 54505051500L | Summary of Packaged Fired Heaters – Dual-Fuel (Gas + Oil) labor costs.
54 | 5 | 5 | 05 | 05 | 15 | 05 | L | Packaged Fired Heaters – Dual-Fuel (Gas + Oil) - Small (<20 MMBTU/hr) | 545-05-0515-05-L | EA | NO | NO |  | 2010 | DIRECT LABOR | Active | Boiler & Heaters | Fired Heaters |  |  |  |  | 5000 | Equipment | 54505051505L | Direct field labor for Packaged Fired Heaters – Dual-Fuel (Gas + Oil) - Small (<20 MMBTU/hr).
54 | 5 | 5 | 05 | 05 | 15 | 10 | L | Packaged Fired Heaters – Dual-Fuel (Gas + Oil) - Medium (20–80 MMBTU/hr) | 545-05-0515-10-L | EA | NO | NO |  | 2010 | DIRECT LABOR | Active | Boiler & Heaters | Fired Heaters |  |  |  |  | 5000 | Equipment | 54505051510L | Direct field labor for Packaged Fired Heaters – Dual-Fuel (Gas + Oil) - Medium (20–80 MMBTU/hr).
54 | 5 | 5 | 05 | 05 | 15 | 15 | L | Packaged Fired Heaters – Dual-Fuel (Gas + Oil) - Large (80–100 MMBTU/hr) | 545-05-0515-15-L | EA | NO | NO |  | 2010 | DIRECT LABOR | Active | Boiler & Heaters | Fired Heaters |  |  |  |  | 5000 | Equipment | 54505051515L | Direct field labor for Packaged Fired Heaters – Dual-Fuel (Gas + Oil) - Large (80–100 MMBTU/hr).
54 | 5 | 5 | 05 | 10 | 00 | 00 | L | Fired Heaters - Field Erected | 545-05-1000-00-L | EA | NO | YES | Tagged | 2010 | DIRECT LABOR | Active | Boiler & Heaters | Fired Heaters |  |  |  |  | 5000 | Equipment | 54505100000L | Summary of Fired Heaters - Field Erected labor costs.
54 | 5 | 5 | 05 | 10 | 05 | 00 | L | Field-Erected Fired Heaters – Gas Fired | 545-05-1005-00-L | EA | NO | YES | Tagged | 2010 | DIRECT LABOR | Active | Boiler & Heaters | Fired Heaters |  |  |  |  | 5000 | Equipment | 54505100500L | Summary of Field-Erected Fired Heaters – Gas Fired labor costs.
54 | 5 | 5 | 05 | 10 | 05 | 05 | L | Field-Erected Fired Heaters – Gas Fired - Radiant Section | 545-05-1005-05-L | EA | NO | NO |  | 2010 | DIRECT LABOR | Active | Boiler & Heaters | Fired Heaters |  |  |  |  | 5000 | Equipment | 54505100505L | Direct field labor for Field-Erected Fired Heaters – Gas Fired - Radiant Section.
54 | 5 | 5 | 05 | 10 | 05 | 10 | L | Field-Erected Fired Heaters – Gas Fired - Convection Section | 545-05-1005-10-L | EA | NO | NO |  | 2010 | DIRECT LABOR | Active | Boiler & Heaters | Fired Heaters |  |  |  |  | 5000 | Equipment | 54505100510L | Direct field labor for Field-Erected Fired Heaters – Gas Fired - Convection Section.
54 | 5 | 5 | 05 | 10 | 05 | 15 | L | Field-Erected Fired Heaters – Gas Fired - Tube Banks / Coils | 545-05-1005-15-L | EA | NO | NO |  | 2010 | DIRECT LABOR | Active | Boiler & Heaters | Fired Heaters |  |  |  |  | 5000 | Equipment | 54505100515L | Direct field labor for Field-Erected Fired Heaters – Gas Fired - Tube Banks / Coils.
54 | 5 | 5 | 05 | 10 | 05 | 20 | L | Field-Erected Fired Heaters – Gas Fired - Burners & Gas Fuel Hardware | 545-05-1005-20-L | EA | NO | NO |  | 2010 | DIRECT LABOR | Active | Boiler & Heaters | Fired Heaters |  |  |  |  | 5000 | Equipment | 54505100520L | Direct field labor for Field-Erected Fired Heaters – Gas Fired - Burners & Gas Fuel Hardware.
54 | 5 | 5 | 05 | 10 | 05 | 25 | L | Field-Erected Fired Heaters – Gas Fired - Casing & Panels | 545-05-1005-25-L | EA | NO | NO |  | 2010 | DIRECT LABOR | Active | Boiler & Heaters | Fired Heaters |  |  |  |  | 5000 | Equipment | 54505100525L | Direct field labor for Field-Erected Fired Heaters – Gas Fired - Casing & Panels.
54 | 5 | 5 | 05 | 10 | 05 | 30 | L | Field-Erected Fired Heaters – Gas Fired - Stacks & Breeching | 545-05-1005-30-L | EA | NO | NO |  | 2010 | DIRECT LABOR | Active | Boiler & Heaters | Fired Heaters |  |  |  |  | 5000 | Equipment | 54505100530L | Direct field labor for Field-Erected Fired Heaters – Gas Fired - Stacks & Breeching.
54 | 5 | 5 | 05 | 10 | 05 | 35 | L | Field-Erected Fired Heaters – Gas Fired - Structural Steel & Supports | 545-05-1005-35-L | EA | NO | NO |  | 2010 | DIRECT LABOR | Active | Boiler & Heaters | Fired Heaters |  |  |  |  | 5000 | Equipment | 54505100535L | Direct field labor for Field-Erected Fired Heaters – Gas Fired - Structural Steel & Supports.
54 | 5 | 5 | 05 | 10 | 10 | 00 | L | Field-Erected Fired Heaters – Fuel Oil Fired | 545-05-1010-00-L | EA | NO | YES | Tagged | 2010 | DIRECT LABOR | Active | Boiler & Heaters | Fired Heaters |  |  |  |  | 5000 | Equipment | 54505101000L | Summary of Field-Erected Fired Heaters – Fuel Oil Fired labor costs.
54 | 5 | 5 | 05 | 10 | 10 | 05 | L | Field-Erected Fired Heaters – Fuel Oil Fired - Radiant Section | 545-05-1010-05-L | EA | NO | NO |  | 2010 | DIRECT LABOR | Active | Boiler & Heaters | Fired Heaters |  |  |  |  | 5000 | Equipment | 54505101005L | Direct field labor for Field-Erected Fired Heaters – Fuel Oil Fired - Radiant Section.
54 | 5 | 5 | 05 | 10 | 10 | 10 | L | Field-Erected Fired Heaters – Fuel Oil Fired - Convection Section | 545-05-1010-10-L | EA | NO | NO |  | 2010 | DIRECT LABOR | Active | Boiler & Heaters | Fired Heaters |  |  |  |  | 5000 | Equipment | 54505101010L | Direct field labor for Field-Erected Fired Heaters – Fuel Oil Fired - Convection Section.
54 | 5 | 5 | 05 | 10 | 10 | 15 | L | Field-Erected Fired Heaters – Fuel Oil Fired - Tube Banks / Coils | 545-05-1010-15-L | EA | NO | NO |  | 2010 | DIRECT LABOR | Active | Boiler & Heaters | Fired Heaters |  |  |  |  | 5000 | Equipment | 54505101015L | Direct field labor for Field-Erected Fired Heaters – Fuel Oil Fired - Tube Banks / Coils.
54 | 5 | 5 | 05 | 10 | 10 | 20 | L | Field-Erected Fired Heaters – Fuel Oil Fired - Oil Burners & Atomization Systems | 545-05-1010-20-L | EA | NO | NO |  | 2010 | DIRECT LABOR | Active | Boiler & Heaters | Fired Heaters |  |  |  |  | 5000 | Equipment | 54505101020L | Direct field labor for Field-Erected Fired Heaters – Fuel Oil Fired - Oil Burners & Atomization Systems.
54 | 5 | 5 | 05 | 10 | 10 | 25 | L | Field-Erected Fired Heaters – Fuel Oil Fired - Casing & Panels | 545-05-1010-25-L | EA | NO | NO |  | 2010 | DIRECT LABOR | Active | Boiler & Heaters | Fired Heaters |  |  |  |  | 5000 | Equipment | 54505101025L | Direct field labor for Field-Erected Fired Heaters – Fuel Oil Fired - Casing & Panels.
54 | 5 | 5 | 05 | 10 | 10 | 30 | L | Field-Erected Fired Heaters – Fuel Oil Fired - Stacks & Breeching | 545-05-1010-30-L | EA | NO | NO |  | 2010 | DIRECT LABOR | Active | Boiler & Heaters | Fired Heaters |  |  |  |  | 5000 | Equipment | 54505101030L | Direct field labor for Field-Erected Fired Heaters – Fuel Oil Fired - Stacks & Breeching.
54 | 5 | 5 | 05 | 10 | 10 | 35 | L | Field-Erected Fired Heaters – Fuel Oil Fired - Structural Steel & Supports | 545-05-1010-35-L | EA | NO | NO |  | 2010 | DIRECT LABOR | Active | Boiler & Heaters | Fired Heaters |  |  |  |  | 5000 | Equipment | 54505101035L | Direct field labor for Field-Erected Fired Heaters – Fuel Oil Fired - Structural Steel & Supports.
54 | 5 | 5 | 10 | 00 | 00 | 00 | L | Boilers | 545-10-0000-00-L | EA | NO | YES | Tagged | 2010 | DIRECT LABOR | Active | Boiler & Heaters | Boilers |  |  |  |  | 5000 | Equipment | 54510000000L | Summary of Boilers labor costs.
54 | 5 | 5 | 10 | 05 | 00 | 00 | L | Package Boilers | 545-10-0500-00-L | EA | NO | YES | Tagged | 2010 | DIRECT LABOR | Active | Boiler & Heaters | Boilers |  |  |  |  | 5000 | Equipment | 54510050000L | Summary of Package Boilers labor costs.
54 | 5 | 5 | 10 | 05 | 05 | 00 | L | Package Boilers – Natural Gas Fired | 545-10-0505-00-L | EA | NO | YES | Tagged | 2010 | DIRECT LABOR | Active | Boiler & Heaters | Boilers |  |  |  |  | 5000 | Equipment | 54510050500L | Summary of Package Boilers – Natural Gas Fired labor costs.
54 | 5 | 5 | 10 | 05 | 05 | 05 | L | Package Boilers – Natural Gas Fired - Small (<50,000 lb/hr) | 545-10-0505-05-L | EA | NO | NO |  | 2010 | DIRECT LABOR | Active | Boiler & Heaters | Boilers |  |  |  |  | 5000 | Equipment | 54510050505L | Direct field labor for Package Boilers – Natural Gas Fired - Small (<50,000 lb/hr).
54 | 5 | 5 | 10 | 05 | 05 | 10 | L | Package Boilers – Natural Gas Fired - Medium (50,000–150,000 lb/hr) | 545-10-0505-10-L | EA | NO | NO |  | 2010 | DIRECT LABOR | Active | Boiler & Heaters | Boilers |  |  |  |  | 5000 | Equipment | 54510050510L | Direct field labor for Package Boilers – Natural Gas Fired - Medium (50,000–150,000 lb/hr).
54 | 5 | 5 | 10 | 05 | 05 | 15 | L | Package Boilers – Natural Gas Fired - Large (150,000–300,000 lb/hr) | 545-10-0505-15-L | EA | NO | NO |  | 2010 | DIRECT LABOR | Active | Boiler & Heaters | Boilers |  |  |  |  | 5000 | Equipment | 54510050515L | Direct field labor for Package Boilers – Natural Gas Fired - Large (150,000–300,000 lb/hr).
54 | 5 | 5 | 10 | 05 | 05 | 20 | L | Package Boilers – Natural Gas Fired - Mega (>300,000 lb/hr) | 545-10-0505-20-L | EA | NO | NO |  | 2010 | DIRECT LABOR | Active | Boiler & Heaters | Boilers |  |  |  |  | 5000 | Equipment | 54510050520L | Direct field labor for Package Boilers – Natural Gas Fired - Mega (>300,000 lb/hr).
54 | 5 | 5 | 10 | 05 | 10 | 00 | L | Package Boilers – Fuel Oil Fired | 545-10-0510-00-L | EA | NO | YES | Tagged | 2010 | DIRECT LABOR | Active | Boiler & Heaters | Boilers |  |  |  |  | 5000 | Equipment | 54510051000L | Summary of Package Boilers – Fuel Oil Fired labor costs.
54 | 5 | 5 | 10 | 05 | 10 | 05 | L | Package Boilers – Fuel Oil Fired - Small (<50,000 lb/hr) | 545-10-0510-05-L | EA | NO | NO |  | 2010 | DIRECT LABOR | Active | Boiler & Heaters | Boilers |  |  |  |  | 5000 | Equipment | 54510051005L | Direct field labor for Package Boilers – Fuel Oil Fired - Small (<50,000 lb/hr).
54 | 5 | 5 | 10 | 05 | 10 | 10 | L | Package Boilers – Fuel Oil Fired - Medium (50,000–150,000 lb/hr) | 545-10-0510-10-L | EA | NO | NO |  | 2010 | DIRECT LABOR | Active | Boiler & Heaters | Boilers |  |  |  |  | 5000 | Equipment | 54510051010L | Direct field labor for Package Boilers – Fuel Oil Fired - Medium (50,000–150,000 lb/hr).
54 | 5 | 5 | 10 | 05 | 10 | 15 | L | Package Boilers – Fuel Oil Fired - Large (150,000–300,000 lb/hr) | 545-10-0510-15-L | EA | NO | NO |  | 2010 | DIRECT LABOR | Active | Boiler & Heaters | Boilers |  |  |  |  | 5000 | Equipment | 54510051015L | Direct field labor for Package Boilers – Fuel Oil Fired - Large (150,000–300,000 lb/hr).
54 | 5 | 5 | 10 | 05 | 10 | 20 | L | Package Boilers – Fuel Oil Fired - Mega (>300,000 lb/hr) | 545-10-0510-20-L | EA | NO | NO |  | 2010 | DIRECT LABOR | Active | Boiler & Heaters | Boilers |  |  |  |  | 5000 | Equipment | 54510051020L | Direct field labor for Package Boilers – Fuel Oil Fired - Mega (>300,000 lb/hr).
54 | 5 | 5 | 10 | 05 | 15 | 00 | L | Package Boilers – Dual-Fuel (Gas + Oil) | 545-10-0515-00-L | EA | NO | YES | Tagged | 2010 | DIRECT LABOR | Active | Boiler & Heaters | Boilers |  |  |  |  | 5000 | Equipment | 54510051500L | Summary of Package Boilers – Dual-Fuel (Gas + Oil) labor costs.
54 | 5 | 5 | 10 | 05 | 15 | 05 | L | Package Boilers – Dual-Fuel (Gas + Oil) - Small (<50,000 lb/hr) | 545-10-0515-05-L | EA | NO | NO |  | 2010 | DIRECT LABOR | Active | Boiler & Heaters | Boilers |  |  |  |  | 5000 | Equipment | 54510051505L | Direct field labor for Package Boilers – Dual-Fuel (Gas + Oil) - Small (<50,000 lb/hr).
54 | 5 | 5 | 10 | 05 | 15 | 10 | L | Package Boilers – Dual-Fuel (Gas + Oil) - Medium (50,000–150,000 lb/hr) | 545-10-0515-10-L | EA | NO | NO |  | 2010 | DIRECT LABOR | Active | Boiler & Heaters | Boilers |  |  |  |  | 5000 | Equipment | 54510051510L | Direct field labor for Package Boilers – Dual-Fuel (Gas + Oil) - Medium (50,000–150,000 lb/hr).
54 | 5 | 5 | 10 | 05 | 15 | 15 | L | Package Boilers – Dual-Fuel (Gas + Oil) - Large (150,000–300,000 lb/hr) | 545-10-0515-15-L | EA | NO | NO |  | 2010 | DIRECT LABOR | Active | Boiler & Heaters | Boilers |  |  |  |  | 5000 | Equipment | 54510051515L | Direct field labor for Package Boilers – Dual-Fuel (Gas + Oil) - Large (150,000–300,000 lb/hr).
54 | 5 | 5 | 10 | 05 | 15 | 20 | L | Package Boilers – Dual-Fuel (Gas + Oil) - Mega (>300,000 lb/hr) | 545-10-0515-20-L | EA | NO | NO |  | 2010 | DIRECT LABOR | Active | Boiler & Heaters | Boilers |  |  |  |  | 5000 | Equipment | 54510051520L | Direct field labor for Package Boilers – Dual-Fuel (Gas + Oil) - Mega (>300,000 lb/hr).
54 | 5 | 5 | 10 | 05 | 20 | 00 | L | Package Boilers – Electric | 545-10-0520-00-L | EA | NO | YES | Tagged | 2010 | DIRECT LABOR | Active | Boiler & Heaters | Boilers |  |  |  |  | 5000 | Equipment | 54510052000L | Summary of Package Boilers – Electric labor costs.
54 | 5 | 5 | 10 | 05 | 20 | 05 | L | Package Boilers – Electric - Small (<20,000 lb/hr) | 545-10-0520-05-L | EA | NO | NO |  | 2010 | DIRECT LABOR | Active | Boiler & Heaters | Boilers |  |  |  |  | 5000 | Equipment | 54510052005L | Direct field labor for Package Boilers – Electric - Small (<20,000 lb/hr).
54 | 5 | 5 | 10 | 05 | 20 | 10 | L | Package Boilers – Electric - Medium (20,000–75,000 lb/hr) | 545-10-0520-10-L | EA | NO | NO |  | 2010 | DIRECT LABOR | Active | Boiler & Heaters | Boilers |  |  |  |  | 5000 | Equipment | 54510052010L | Direct field labor for Package Boilers – Electric - Medium (20,000–75,000 lb/hr).
54 | 5 | 5 | 10 | 05 | 20 | 15 | L | Package Boilers – Electric - Large (>75,000 lb/hr) | 545-10-0520-15-L | EA | NO | NO |  | 2010 | DIRECT LABOR | Active | Boiler & Heaters | Boilers |  |  |  |  | 5000 | Equipment | 54510052015L | Direct field labor for Package Boilers – Electric - Large (>75,000 lb/hr).
54 | 5 | 5 | 10 | 10 | 00 | 00 | L | Field-Erected Boilers | 545-10-1000-00-L | EA | NO | YES | Tagged | 2010 | DIRECT LABOR | Active | Boiler & Heaters | Boilers |  |  |  |  | 5000 | Equipment | 54510100000L | Summary of Field-Erected Boilers labor costs.
54 | 5 | 5 | 10 | 10 | 05 | 00 | L | Field-Erected Boilers – Natural Gas Fired | 545-10-1005-00-L | EA | NO | YES | Tagged | 2010 | DIRECT LABOR | Active | Boiler & Heaters | Boilers |  |  |  |  | 5000 | Equipment | 54510100500L | Summary of Field-Erected Boilers – Natural Gas Fired labor costs.
54 | 5 | 5 | 10 | 10 | 05 | 05 | L | Field-Erected Boilers – Natural Gas Fired - Drums & Headers | 545-10-1005-05-L | EA | NO | NO |  | 2010 | DIRECT LABOR | Active | Boiler & Heaters | Boilers |  |  |  |  | 5000 | Equipment | 54510100505L | Direct field labor for Field-Erected Boilers – Natural Gas Fired - Drums & Headers.
54 | 5 | 5 | 10 | 10 | 05 | 10 | L | Field-Erected Boilers – Natural Gas Fired - Furnace / Waterwalls | 545-10-1005-10-L | EA | NO | NO |  | 2010 | DIRECT LABOR | Active | Boiler & Heaters | Boilers |  |  |  |  | 5000 | Equipment | 54510100510L | Direct field labor for Field-Erected Boilers – Natural Gas Fired - Furnace / Waterwalls.
54 | 5 | 5 | 10 | 10 | 05 | 15 | L | Field-Erected Boilers – Natural Gas Fired - Tube Banks & Pressure Parts | 545-10-1005-15-L | EA | NO | NO |  | 2010 | DIRECT LABOR | Active | Boiler & Heaters | Boilers |  |  |  |  | 5000 | Equipment | 54510100515L | Direct field labor for Field-Erected Boilers – Natural Gas Fired - Tube Banks & Pressure Parts.
54 | 5 | 5 | 10 | 10 | 05 | 20 | L | Field-Erected Boilers – Natural Gas Fired - Burners & Combustion Hardware | 545-10-1005-20-L | EA | NO | NO |  | 2010 | DIRECT LABOR | Active | Boiler & Heaters | Boilers |  |  |  |  | 5000 | Equipment | 54510100520L | Direct field labor for Field-Erected Boilers – Natural Gas Fired - Burners & Combustion Hardware.
54 | 5 | 5 | 10 | 10 | 05 | 30 | L | Field-Erected Boilers – Natural Gas Fired - Structural Steel | 545-10-1005-30-L | EA | NO | NO |  | 2010 | DIRECT LABOR | Active | Boiler & Heaters | Boilers |  |  |  |  | 5000 | Equipment | 54510100530L | Direct field labor for Field-Erected Boilers – Natural Gas Fired - Structural Steel.
54 | 5 | 5 | 10 | 10 | 05 | 35 | L | Field-Erected Boilers – Natural Gas Fired - Casing & Panels | 545-10-1005-35-L | EA | NO | NO |  | 2010 | DIRECT LABOR | Active | Boiler & Heaters | Boilers |  |  |  |  | 5000 | Equipment | 54510100535L | Direct field labor for Field-Erected Boilers – Natural Gas Fired - Casing & Panels.
54 | 5 | 5 | 10 | 10 | 05 | 40 | L | Field-Erected Boilers – Natural Gas Fired - Draft & Exhaust Systems | 545-10-1005-40-L | EA | NO | NO |  | 2010 | DIRECT LABOR | Active | Boiler & Heaters | Boilers |  |  |  |  | 5000 | Equipment | 54510100540L | Direct field labor for Field-Erected Boilers – Natural Gas Fired - Draft & Exhaust Systems.
54 | 5 | 5 | 10 | 10 | 10 | 00 | L | Field-Erected Boilers – Fuel Oil Fired | 545-10-1010-00-L | EA | NO | YES | Tagged | 2010 | DIRECT LABOR | Active | Boiler & Heaters | Boilers |  |  |  |  | 5000 | Equipment | 54510101000L | Summary of Field-Erected Boilers – Fuel Oil Fired labor costs.
54 | 5 | 5 | 10 | 10 | 10 | 05 | L | Field-Erected Boilers – Fuel Oil Fired - Drums & Headers | 545-10-1010-05-L | EA | NO | NO |  | 2010 | DIRECT LABOR | Active | Boiler & Heaters | Boilers |  |  |  |  | 5000 | Equipment | 54510101005L | Direct field labor for Field-Erected Boilers – Fuel Oil Fired - Drums & Headers.
54 | 5 | 5 | 10 | 10 | 10 | 10 | L | Field-Erected Boilers – Fuel Oil Fired - Furnace / Waterwalls | 545-10-1010-10-L | EA | NO | NO |  | 2010 | DIRECT LABOR | Active | Boiler & Heaters | Boilers |  |  |  |  | 5000 | Equipment | 54510101010L | Direct field labor for Field-Erected Boilers – Fuel Oil Fired - Furnace / Waterwalls.
54 | 5 | 5 | 10 | 10 | 10 | 15 | L | Field-Erected Boilers – Fuel Oil Fired - Tube Banks & Pressure Parts | 545-10-1010-15-L | EA | NO | NO |  | 2010 | DIRECT LABOR | Active | Boiler & Heaters | Boilers |  |  |  |  | 5000 | Equipment | 54510101015L | Direct field labor for Field-Erected Boilers – Fuel Oil Fired - Tube Banks & Pressure Parts.
54 | 5 | 5 | 10 | 10 | 10 | 20 | L | Field-Erected Boilers – Fuel Oil Fired - Oil Burners & Atomization Systems | 545-10-1010-20-L | EA | NO | NO |  | 2010 | DIRECT LABOR | Active | Boiler & Heaters | Boilers |  |  |  |  | 5000 | Equipment | 54510101020L | Direct field labor for Field-Erected Boilers – Fuel Oil Fired - Oil Burners & Atomization Systems.
54 | 5 | 5 | 10 | 10 | 10 | 30 | L | Field-Erected Boilers – Fuel Oil Fired - Structural Steel | 545-10-1010-30-L | EA | NO | NO |  | 2010 | DIRECT LABOR | Active | Boiler & Heaters | Boilers |  |  |  |  | 5000 | Equipment | 54510101030L | Direct field labor for Field-Erected Boilers – Fuel Oil Fired - Structural Steel.
54 | 5 | 5 | 10 | 10 | 10 | 35 | L | Field-Erected Boilers – Fuel Oil Fired - Casing & Panels | 545-10-1010-35-L | EA | NO | NO |  | 2010 | DIRECT LABOR | Active | Boiler & Heaters | Boilers |  |  |  |  | 5000 | Equipment | 54510101035L | Direct field labor for Field-Erected Boilers – Fuel Oil Fired - Casing & Panels.
54 | 5 | 5 | 10 | 10 | 10 | 40 | L | Field-Erected Boilers – Fuel Oil Fired - Draft & Exhaust Systems | 545-10-1010-40-L | EA | NO | NO |  | 2010 | DIRECT LABOR | Active | Boiler & Heaters | Boilers |  |  |  |  | 5000 | Equipment | 54510101040L | Direct field labor for Field-Erected Boilers – Fuel Oil Fired - Draft & Exhaust Systems.
54 | 5 | 5 | 10 | 10 | 15 | 00 | L | Field-Erected Boilers – Coal Fired | 545-10-1015-00-L | EA | NO | YES | Tagged | 2010 | DIRECT LABOR | Active | Boiler & Heaters | Boilers |  |  |  |  | 5000 | Equipment | 54510101500L | Summary of Field-Erected Boilers – Coal Fired labor costs.
54 | 5 | 5 | 10 | 10 | 15 | 05 | L | Field-Erected Boilers – Coal Fired - Drums & Headers | 545-10-1015-05-L | EA | NO | NO |  | 2010 | DIRECT LABOR | Active | Boiler & Heaters | Boilers |  |  |  |  | 5000 | Equipment | 54510101505L | Direct field labor for Field-Erected Boilers – Coal Fired - Drums & Headers.
54 | 5 | 5 | 10 | 10 | 15 | 10 | L | Field-Erected Boilers – Coal Fired - Furnace / Waterwalls | 545-10-1015-10-L | EA | NO | NO |  | 2010 | DIRECT LABOR | Active | Boiler & Heaters | Boilers |  |  |  |  | 5000 | Equipment | 54510101510L | Direct field labor for Field-Erected Boilers – Coal Fired - Furnace / Waterwalls.
54 | 5 | 5 | 10 | 10 | 15 | 15 | L | Field-Erected Boilers – Coal Fired - Tube Banks & Pressure Parts | 545-10-1015-15-L | EA | NO | NO |  | 2010 | DIRECT LABOR | Active | Boiler & Heaters | Boilers |  |  |  |  | 5000 | Equipment | 54510101515L | Direct field labor for Field-Erected Boilers – Coal Fired - Tube Banks & Pressure Parts.
54 | 5 | 5 | 10 | 10 | 15 | 20 | L | Field-Erected Boilers – Coal Fired - Coal Firing & Fuel Preparation Interfaces | 545-10-1015-20-L | EA | NO | NO |  | 2010 | DIRECT LABOR | Active | Boiler & Heaters | Boilers |  |  |  |  | 5000 | Equipment | 54510101520L | Direct field labor for Field-Erected Boilers – Coal Fired - Coal Firing & Fuel Preparation Interfaces.
54 | 5 | 5 | 10 | 10 | 15 | 30 | L | Field-Erected Boilers – Coal Fired - Structural Steel | 545-10-1015-30-L | EA | NO | NO |  | 2010 | DIRECT LABOR | Active | Boiler & Heaters | Boilers |  |  |  |  | 5000 | Equipment | 54510101530L | Direct field labor for Field-Erected Boilers – Coal Fired - Structural Steel.
54 | 5 | 5 | 10 | 10 | 15 | 35 | L | Field-Erected Boilers – Coal Fired - Casing & Panels | 545-10-1015-35-L | EA | NO | NO |  | 2010 | DIRECT LABOR | Active | Boiler & Heaters | Boilers |  |  |  |  | 5000 | Equipment | 54510101535L | Direct field labor for Field-Erected Boilers – Coal Fired - Casing & Panels.
54 | 0 | 5 | 10 | 10 | 15 | 40 | L | Field-Erected Boilers – Coal Fired - Draft & Exhaust Systems | 545-10-1015-40-L | EA | NO | NO |  | 2010 | DIRECT LABOR | Active | Boiler & Heaters | Boilers |  |  |  |  | 5000 | Equipment | 54510101540L | Direct field labor for Field-Erected Boilers – Coal Fired - Draft & Exhaust Systems.
54 | 0 | 5 | 10 | 10 | 15 | 45 | L | Field-Erected Boilers – Coal Fired - Ash Handling Interfaces | 545-10-1015-45-L | EA | NO | NO |  | 2010 | DIRECT LABOR | Active | Boiler & Heaters | Boilers |  |  |  |  | 5000 | Equipment | 54510101545L | Direct field labor for Field-Erected Boilers – Coal Fired - Ash Handling Interfaces.
54 | 0 | 5 | 10 | 10 | 20 | 00 | L | Field-Erected Boilers – Biomass / Waste Fired | 545-10-1020-00-L | EA | NO | YES | Tagged | 2010 | DIRECT LABOR | Active | Boiler & Heaters | Boilers |  |  |  |  | 5000 | Equipment | 54510102000L | Summary of Field-Erected Boilers – Biomass / Waste Fired labor costs.
54 | 0 | 5 | 10 | 10 | 20 | 05 | L | Field-Erected Boilers – Biomass / Waste Fired - Drums & Headers | 545-10-1020-05-L | EA | NO | NO |  | 2010 | DIRECT LABOR | Active | Boiler & Heaters | Boilers |  |  |  |  | 5000 | Equipment | 54510102005L | Direct field labor for Field-Erected Boilers – Biomass / Waste Fired - Drums & Headers.
54 | 0 | 5 | 10 | 10 | 20 | 10 | L | Field-Erected Boilers – Biomass / Waste Fired - Furnace / Waterwalls | 545-10-1020-10-L | EA | NO | NO |  | 2010 | DIRECT LABOR | Active | Boiler & Heaters | Boilers |  |  |  |  | 5000 | Equipment | 54510102010L | Direct field labor for Field-Erected Boilers – Biomass / Waste Fired - Furnace / Waterwalls.
54 | 0 | 5 | 10 | 10 | 20 | 15 | L | Field-Erected Boilers – Biomass / Waste Fired - Tube Banks & Pressure Parts | 545-10-1020-15-L | EA | NO | NO |  | 2010 | DIRECT LABOR | Active | Boiler & Heaters | Boilers |  |  |  |  | 5000 | Equipment | 54510102015L | Direct field labor for Field-Erected Boilers – Biomass / Waste Fired - Tube Banks & Pressure Parts.
54 | 0 | 5 | 10 | 10 | 20 | 20 | L | Field-Erected Boilers – Biomass / Waste Fired - Fuel Feed & Handling Interfaces | 545-10-1020-20-L | EA | NO | NO |  | 2010 | DIRECT LABOR | Active | Boiler & Heaters | Boilers |  |  |  |  | 5000 | Equipment | 54510102020L | Direct field labor for Field-Erected Boilers – Biomass / Waste Fired - Fuel Feed & Handling Interfaces.
54 | 0 | 5 | 10 | 10 | 20 | 30 | L | Field-Erected Boilers – Biomass / Waste Fired - Structural Steel | 545-10-1020-30-L | EA | NO | NO |  | 2010 | DIRECT LABOR | Active | Boiler & Heaters | Boilers |  |  |  |  | 5000 | Equipment | 54510102030L | Direct field labor for Field-Erected Boilers – Biomass / Waste Fired - Structural Steel.
54 | 0 | 5 | 10 | 10 | 20 | 35 | L | Field-Erected Boilers – Biomass / Waste Fired - Casing & Panels | 545-10-1020-35-L | EA | NO | NO |  | 2010 | DIRECT LABOR | Active | Boiler & Heaters | Boilers |  |  |  |  | 5000 | Equipment | 54510102035L | Direct field labor for Field-Erected Boilers – Biomass / Waste Fired - Casing & Panels.
54 | 0 | 5 | 10 | 10 | 20 | 40 | L | Field-Erected Boilers – Biomass / Waste Fired - Draft & Exhaust Systems | 545-10-1020-40-L | EA | NO | NO |  | 2010 | DIRECT LABOR | Active | Boiler & Heaters | Boilers |  |  |  |  | 5000 | Equipment | 54510102040L | Direct field labor for Field-Erected Boilers – Biomass / Waste Fired - Draft & Exhaust Systems.
54 | 0 | 5 | 10 | 10 | 20 | 45 | L | Field-Erected Boilers – Biomass / Waste Fired - Erosion Protection | 545-10-1020-45-L | EA | NO | NO |  | 2010 | DIRECT LABOR | Active | Boiler & Heaters | Boilers |  |  |  |  | 5000 | Equipment | 54510102045L | Direct field labor for Field-Erected Boilers – Biomass / Waste Fired - Erosion Protection.
54 | 0 | 5 | 10 | 10 | 20 | 50 | L | Field-Erected Boilers – Biomass / Waste Fired - Ash Handling Interfaces | 545-10-1020-50-L | EA | NO | NO |  | 2010 | DIRECT LABOR | Active | Boiler & Heaters | Boilers |  |  |  |  | 5000 | Equipment | 54510102050L | Direct field labor for Field-Erected Boilers – Biomass / Waste Fired - Ash Handling Interfaces.
54 | 0 | 5 | 10 | 15 | 00 | 00 | L | HRSGs – Field-Assembled | 545-10-1500-00-L | EA | NO | YES | Tagged | 2010 | DIRECT LABOR | Active | Boiler & Heaters | Boilers |  |  |  |  | 5000 | Equipment | 54510150000L | Summary of HRSGs – Field-Assembled labor costs.
54 | 0 | 5 | 10 | 15 | 05 | 00 | L | HRSG Modules | 545-10-1505-00-L | EA | NO | YES | Tagged | 2010 | DIRECT LABOR | Active | Boiler & Heaters | Boilers |  |  |  |  | 5000 | Equipment | 54510150500L | Direct field labor for HRSG Modules.
54 | 0 | 5 | 10 | 15 | 10 | 00 | L | Drums & Headers | 545-10-1510-00-L | EA | NO | YES | Tagged | 2010 | DIRECT LABOR | Active | Boiler & Heaters | Boilers |  |  |  |  | 5000 | Equipment | 54510151000L | Direct field labor for Drums & Headers.
54 | 0 | 5 | 10 | 15 | 15 | 00 | L | Tube Banks & Economizers | 545-10-1515-00-L | EA | NO | YES | Tagged | 2010 | DIRECT LABOR | Active | Boiler & Heaters | Boilers |  |  |  |  | 5000 | Equipment | 54510151500L | Direct field labor for Tube Banks & Economizers.
54 | 0 | 5 | 10 | 15 | 20 | 00 | L | Ductwork & Diverters | 545-10-1520-00-L | EA | NO | YES | Tagged | 2010 | DIRECT LABOR | Active | Boiler & Heaters | Boilers |  |  |  |  | 5000 | Equipment | 54510152000L | Direct field labor for Ductwork & Diverters.
54 | 0 | 5 | 10 | 15 | 25 | 00 | L | Expansion Joints | 545-10-1525-00-L | EA | NO | YES | Tagged | 2010 | DIRECT LABOR | Active | Boiler & Heaters | Boilers |  |  |  |  | 5000 | Equipment | 54510152500L | Direct field labor for Expansion Joints.
54 | 0 | 5 | 10 | 15 | 30 | 00 | L | Structural Steel | 545-10-1530-00-L | TN | NO | YES | Tagged | 2010 | DIRECT LABOR | Active | Boiler & Heaters | Boilers |  |  |  |  | 5000 | Equipment | 54510153000L | Direct field labor for Structural Steel.
55 | 0 | 0 | 00 | 00 | 00 | 00 | 0 | Heat Transfer Equipment | 550-00-0000-00-0 | EA | YES | YES | Tagged | 2010 | DIRECT LABOR | Active | Heat Transfer Equipment | Summary |  |  |  |  | 5000 | Equipment | 550000000000 | Top-level summary of all Heat Transfer Equipment costs.
55 | 0 | 0 | 05 | 00 | 00 | 00 | L | Shell & Tube Heat Exchangers | 550-05-0000-00-L | EA | NO | YES | Tagged | 2010 | DIRECT LABOR | Active | Heat Transfer Equipment | Shell & Tube Heat Exchangers |  |  |  |  | 5000 | Equipment | 55005000000L | Summary of Shell & Tube Heat Exchangers labor costs.
55 | 0 | 0 | 05 | 05 | 00 | 00 | L | Shell & Tube Heat Exchangers - Packaged | 550-05-0500-00-L | EA | NO | YES | Tagged | 2010 | DIRECT LABOR | Active | Heat Transfer Equipment | Shell & Tube Heat Exchangers |  |  |  |  | 5000 | Equipment | 55005050000L | Summary of Shell & Tube Heat Exchangers - Packaged labor costs.
55 | 0 | 0 | 05 | 05 | 05 | 00 | L | Fixed Tube Sheet Exchanger | 550-05-0505-00-L | EA | NO | YES | Tagged | 2010 | DIRECT LABOR | Active | Heat Transfer Equipment | Shell & Tube Heat Exchangers |  |  |  |  | 5000 | Equipment | 55005050500L | Direct field labor for Fixed Tube Sheet Exchanger.
55 | 0 | 0 | 05 | 05 | 10 | 00 | L | U-Tube Heat Exchanger | 550-05-0510-00-L | EA | NO | YES | Tagged | 2010 | DIRECT LABOR | Active | Heat Transfer Equipment | Shell & Tube Heat Exchangers |  |  |  |  | 5000 | Equipment | 55005051000L | Direct field labor for U-Tube Heat Exchanger.
55 | 0 | 0 | 05 | 05 | 15 | 00 | L | Floating Head Heat Exchanger | 550-05-0515-00-L | EA | NO | YES | Tagged | 2010 | DIRECT LABOR | Active | Heat Transfer Equipment | Shell & Tube Heat Exchangers |  |  |  |  | 5000 | Equipment | 55005051500L | Direct field labor for Floating Head Heat Exchanger.
55 | 0 | 0 | 05 | 05 | 20 | 00 | L | Kettle Reboiler (Shell & Tube) | 550-05-0520-00-L | EA | NO | YES | Tagged | 2010 | DIRECT LABOR | Active | Heat Transfer Equipment | Shell & Tube Heat Exchangers |  |  |  |  | 5000 | Equipment | 55005052000L | Direct field labor for Kettle Reboiler (Shell & Tube).
55 | 0 | 0 | 05 | 05 | 25 | 00 | L | Thermosiphon Reboiler | 550-05-0525-00-L | EA | NO | YES | Tagged | 2010 | DIRECT LABOR | Active | Heat Transfer Equipment | Shell & Tube Heat Exchangers |  |  |  |  | 5000 | Equipment | 55005052500L | Direct field labor for Thermosiphon Reboiler.
55 | 0 | 0 | 05 | 10 | 00 | 00 | L | Shell & Tube Heat Exchangers – Field-Assembled | 550-05-1000-00-L | EA | NO | YES | Tagged | 2010 | DIRECT LABOR | Active | Heat Transfer Equipment | Shell & Tube Heat Exchangers |  |  |  |  | 5000 | Equipment | 55005100000L | Summary of Shell & Tube Heat Exchangers – Field-Assembled labor costs.
55 | 0 | 0 | 05 | 10 | 05 | 00 | L | Shell | 550-05-1005-00-L | EA | NO | YES | Tagged | 2010 | DIRECT LABOR | Active | Heat Transfer Equipment | Shell & Tube Heat Exchangers |  |  |  |  | 5000 | Equipment | 55005100500L | Direct field labor for Shell.
55 | 0 | 0 | 05 | 10 | 10 | 00 | L | Channel Heads/Bonnets | 550-05-1010-00-L | EA | NO | YES | Tagged | 2010 | DIRECT LABOR | Active | Heat Transfer Equipment | Shell & Tube Heat Exchangers |  |  |  |  | 5000 | Equipment | 55005101000L | Direct field labor for Channel Heads/Bonnets.
55 | 0 | 0 | 05 | 10 | 15 | 00 | L | Shell & Tube Heat Exchangers – Field-Assembled - Tube Bundle | 550-05-1015-00-L | EA | NO | YES | Tagged | 2010 | DIRECT LABOR | Active | Heat Transfer Equipment | Shell & Tube Heat Exchangers |  |  |  |  | 5000 | Equipment | 55005101500L | Direct field labor for Shell & Tube Heat Exchangers – Field-Assembled - Tube Bundle.
55 | 0 | 0 | 05 | 10 | 20 | 00 | L | Baffles & Tie Rods | 550-05-1020-00-L | EA | NO | YES | Tagged | 2010 | DIRECT LABOR | Active | Heat Transfer Equipment | Shell & Tube Heat Exchangers |  |  |  |  | 5000 | Equipment | 55005102000L | Direct field labor for Baffles & Tie Rods.
55 | 0 | 0 | 05 | 10 | 25 | 00 | L | Shell & Tube Heat Exchangers – Field-Assembled - Tube Sheets | 550-05-1025-00-L | EA | NO | YES | Tagged | 2010 | DIRECT LABOR | Active | Heat Transfer Equipment | Shell & Tube Heat Exchangers |  |  |  |  | 5000 | Equipment | 55005102500L | Direct field labor for Shell & Tube Heat Exchangers – Field-Assembled - Tube Sheets.
55 | 0 | 0 | 05 | 10 | 30 | 00 | L | Nozzles & Internals | 550-05-1030-00-L | EA | NO | YES | Tagged | 2010 | DIRECT LABOR | Active | Heat Transfer Equipment | Shell & Tube Heat Exchangers |  |  |  |  | 5000 | Equipment | 55005103000L | Direct field labor for Nozzles & Internals.
55 | 0 | 0 | 05 | 10 | 35 | 00 | L | Shell & Tube Heat Exchangers – Field-Assembled - Supports / Saddles | 550-05-1035-00-L | EA | NO | YES | Tagged | 2010 | DIRECT LABOR | Active | Heat Transfer Equipment | Shell & Tube Heat Exchangers |  |  |  |  | 5000 | Equipment | 55005103500L | Direct field labor for Shell & Tube Heat Exchangers – Field-Assembled - Supports / Saddles.
55 | 0 | 0 | 20 | 00 | 00 | 00 | L | Plate-Type Heat Exchangers | 550-20-0000-00-L | EA | NO | YES | Tagged | 2010 | DIRECT LABOR | Active | Heat Transfer Equipment | Plate-Type Heat Exchangers |  |  |  |  | 5000 | Equipment | 55020000000L | Summary of Plate-Type Heat Exchangers labor costs.
55 | 0 | 0 | 20 | 05 | 00 | 00 | L | Plate-Type Heat Exchangers - Packaged | 550-20-0500-00-L | EA | NO | YES | Tagged | 2010 | DIRECT LABOR | Active | Heat Transfer Equipment | Plate-Type Heat Exchangers |  |  |  |  | 5000 | Equipment | 55020050000L | Summary of Plate-Type Heat Exchangers - Packaged labor costs.
55 | 0 | 0 | 20 | 05 | 10 | 00 | L | Plate & Frame Exchanger | 550-20-0510-00-L | EA | NO | YES | Tagged | 2010 | DIRECT LABOR | Active | Heat Transfer Equipment | Plate-Type Heat Exchangers |  |  |  |  | 5000 | Equipment | 55020051000L | Direct field labor for Plate & Frame Exchanger.
55 | 0 | 0 | 20 | 05 | 20 | 00 | L | Plate & Shell Exchanger | 550-20-0520-00-L | EA | NO | YES | Tagged | 2010 | DIRECT LABOR | Active | Heat Transfer Equipment | Plate-Type Heat Exchangers |  |  |  |  | 5000 | Equipment | 55020052000L | Direct field labor for Plate & Shell Exchanger.
55 | 0 | 0 | 20 | 05 | 30 | 00 | L | Brazed Plate Exchanger | 550-20-0530-00-L | EA | NO | YES | Tagged | 2010 | DIRECT LABOR | Active | Heat Transfer Equipment | Plate-Type Heat Exchangers |  |  |  |  | 5000 | Equipment | 55020053000L | Direct field labor for Brazed Plate Exchanger.
55 | 0 | 0 | 20 | 05 | 40 | 00 | L | Spiral Heat Exchanger | 550-20-0540-00-L | EA | NO | YES | Tagged | 2010 | DIRECT LABOR | Active | Heat Transfer Equipment | Plate-Type Heat Exchangers |  |  |  |  | 5000 | Equipment | 55020054000L | Direct field labor for Spiral Heat Exchanger.
55 | 0 | 0 | 30 | 00 | 00 | 00 | L | Non-Fired Reboilers / Heaters | 550-30-0000-00-L | EA | NO | YES | Tagged | 2010 | DIRECT LABOR | Active | Heat Transfer Equipment | Non-Fired Reboilers / Heaters |  |  |  |  | 5000 | Equipment | 55030000000L | Direct field labor for Non-Fired Reboilers / Heaters.
55 | 0 | 0 | 30 | 05 | 10 | 00 | L | Steam Reboiler (Shell & Tube) | 550-30-0510-00-L | EA | NO | YES | Tagged | 2010 | DIRECT LABOR | Active | Heat Transfer Equipment | Non-Fired Reboilers / Heaters |  |  |  |  | 5000 | Equipment | 55030051000L | Direct field labor for Steam Reboiler (Shell & Tube).
55 | 0 | 0 | 30 | 10 | 20 | 00 | L | Hot Oil Reboiler | 550-30-1020-00-L | EA | NO | YES | Tagged | 2010 | DIRECT LABOR | Active | Heat Transfer Equipment | Non-Fired Reboilers / Heaters |  |  |  |  | 5000 | Equipment | 55030102000L | Direct field labor for Hot Oil Reboiler.
55 | 0 | 0 | 40 | 00 | 00 | 00 | L | Air-Cooled Heat Exchangers (Fin-Fans) | 550-40-0000-00-L | EA | NO | YES | Tagged | 2010 | DIRECT LABOR | Active | Heat Transfer Equipment | Air-Cooled Heat Exchangers (Fin-Fans) |  |  |  |  | 5000 | Equipment | 55040000000L | Summary of Air-Cooled Heat Exchangers (Fin-Fans) labor costs.
55 | 0 | 0 | 40 | 05 | 00 | 00 | L | Air-Cooled Heat Exchangers (Fin-Fans) - Packaged | 550-40-0500-00-L | EA | NO | YES | Tagged | 2010 | DIRECT LABOR | Active | Heat Transfer Equipment | Air-Cooled Heat Exchangers (Fin-Fans) |  |  |  |  | 5000 | Equipment | 55040050000L | Summary of Air-Cooled Heat Exchangers (Fin-Fans) - Packaged labor costs.
55 | 0 | 0 | 40 | 05 | 10 | 00 | L | Forced Draft Air Cooler | 550-40-0510-00-L | EA | NO | YES | Tagged | 2010 | DIRECT LABOR | Active | Heat Transfer Equipment | Air-Cooled Heat Exchangers (Fin-Fans) |  |  |  |  | 5000 | Equipment | 55040051000L | Direct field labor for Forced Draft Air Cooler.
55 | 0 | 0 | 40 | 05 | 20 | 00 | L | Induced Draft Air Cooler | 550-40-0520-00-L | EA | NO | YES | Tagged | 2010 | DIRECT LABOR | Active | Heat Transfer Equipment | Air-Cooled Heat Exchangers (Fin-Fans) |  |  |  |  | 5000 | Equipment | 55040052000L | Direct field labor for Induced Draft Air Cooler.
55 | 0 | 0 | 40 | 05 | 30 | 00 | L | Natural Draft Air Cooler | 550-40-0530-00-L | EA | NO | YES | Tagged | 2010 | DIRECT LABOR | Active | Heat Transfer Equipment | Air-Cooled Heat Exchangers (Fin-Fans) |  |  |  |  | 5000 | Equipment | 55040053000L | Direct field labor for Natural Draft Air Cooler.
55 | 0 | 0 | 45 | 00 | 00 | 00 | 0 | Condensers | 550-45-0000-00-0 | EA | NO | YES | Tagged | 2010 | DIRECT LABOR | Active | Heat Transfer Equipment | Condensers |  |  |  |  | 5000 | Equipment | 550450000000 | Summary of Condensers labor costs.
55 | 0 | 0 | 45 | 05 | 00 | 00 | L | Condensers - Packaged | 550-45-0500-00-L | EA | NO | YES | Tagged | 2010 | DIRECT LABOR | Active | Heat Transfer Equipment | Condensers |  |  |  |  | 5000 | Equipment | 55045050000L | Summary of Condensers - Packaged labor costs.
55 | 0 | 0 | 45 | 05 | 05 | 00 | L | Shell & Tube Condenser | 550-45-0505-00-L | EA | NO | YES | Tagged | 2010 | DIRECT LABOR | Active | Heat Transfer Equipment | Condensers |  |  |  |  | 5000 | Equipment | 55045050500L | Direct field labor for Shell & Tube Condenser.
55 | 0 | 0 | 45 | 05 | 10 | 00 | L | Air-Cooled Condenser (ACC) | 550-45-0510-00-L | EA | NO | YES | Tagged | 2010 | DIRECT LABOR | Active | Heat Transfer Equipment | Condensers |  |  |  |  | 5000 | Equipment | 55045051000L | Direct field labor for Air-Cooled Condenser (ACC).
55 | 0 | 0 | 45 | 05 | 15 | 00 | L | Surface Condenser | 550-45-0515-00-L | EA | NO | YES | Tagged | 2010 | DIRECT LABOR | Active | Heat Transfer Equipment | Condensers |  |  |  |  | 5000 | Equipment | 55045051500L | Direct field labor for Surface Condenser.
55 | 0 | 0 | 45 | 10 | 00 | 00 | L | Condensers - Surface Condensers – Field-Assembled | 550-45-1000-00-L | EA | NO | YES | Tagged | 2010 | DIRECT LABOR | Active | Heat Transfer Equipment | Condensers |  |  |  |  | 5000 | Equipment | 55045100000L | Summary of Condensers - Surface Condensers – Field-Assembled labor costs.
55 | 0 | 0 | 45 | 10 | 05 | 00 | L | Surface Condensers – Field-Assembled | 550-45-1005-00-L | EA | NO | YES | Tagged | 2010 | DIRECT LABOR | Active | Heat Transfer Equipment | Condensers |  |  |  |  | 5000 | Equipment | 55045100500L | Direct field labor for Surface Condensers – Field-Assembled.
55 | 0 | 0 | 45 | 10 | 10 | 00 | L | Condensers - Surface Condensers – Field-Assembled - Tube Bundles | 550-45-1010-00-L | EA | NO | YES | Tagged | 2010 | DIRECT LABOR | Active | Heat Transfer Equipment | Condensers |  |  |  |  | 5000 | Equipment | 55045101000L | Direct field labor for Condensers - Surface Condensers – Field-Assembled - Tube Bundles.
55 | 0 | 0 | 45 | 10 | 15 | 00 | L | Condenser Shell / Casing | 550-45-1015-00-L | EA | NO | YES | Tagged | 2010 | DIRECT LABOR | Active | Heat Transfer Equipment | Condensers |  |  |  |  | 5000 | Equipment | 55045101500L | Direct field labor for Condenser Shell / Casing.
55 | 0 | 0 | 45 | 10 | 20 | 00 | L | Waterboxes / Channel Heads | 550-45-1020-00-L | EA | NO | YES | Tagged | 2010 | DIRECT LABOR | Active | Heat Transfer Equipment | Condensers |  |  |  |  | 5000 | Equipment | 55045102000L | Direct field labor for Waterboxes / Channel Heads.
55 | 0 | 0 | 45 | 10 | 25 | 00 | L | Condensers - Surface Condensers – Field-Assembled - Tube Sheets | 550-45-1025-00-L | EA | NO | YES | Tagged | 2010 | DIRECT LABOR | Active | Heat Transfer Equipment | Condensers |  |  |  |  | 5000 | Equipment | 55045102500L | Direct field labor for Condensers - Surface Condensers – Field-Assembled - Tube Sheets.
55 | 0 | 0 | 45 | 10 | 30 | 00 | L | Support Steel | 550-45-1030-00-L | TN | NO | YES | Tagged | 2010 | DIRECT LABOR | Active | Heat Transfer Equipment | Condensers |  |  |  |  | 5000 | Equipment | 55045103000L | Direct field labor for Support Steel.
55 | 0 | 0 | 45 | 10 | 35 | 00 | L | Condensers - Surface Condensers – Field-Assembled - Expansion Joints | 550-45-1035-00-L | EA | NO | YES | Tagged | 2010 | DIRECT LABOR | Active | Heat Transfer Equipment | Condensers |  |  |  |  | 5000 | Equipment | 55045103500L | Direct field labor for Condensers - Surface Condensers – Field-Assembled - Expansion Joints.
55 | 0 | 0 | 45 | 10 | 40 | 00 | L | Access Platforms & Walkways | 550-45-1040-00-L | EA | NO | YES | Tagged | 2010 | DIRECT LABOR | Active | Heat Transfer Equipment | Condensers |  |  |  |  | 5000 | Equipment | 55045104000L | Direct field labor for Access Platforms & Walkways.
55 | 0 | 0 | 45 | 15 | 00 | 00 | L | Condensers - Shell & Tube Condensers – Field-Assembled | 550-45-1500-00-L | EA | NO | YES | Tagged | 2010 | DIRECT LABOR | Active | Heat Transfer Equipment | Condensers |  |  |  |  | 5000 | Equipment | 55045150000L | Summary of Condensers - Shell & Tube Condensers – Field-Assembled labor costs.
55 | 0 | 0 | 45 | 15 | 05 | 00 | L | Shell & Tube Condensers – Field-Assembled | 550-45-1505-00-L | EA | NO | YES | Tagged | 2010 | DIRECT LABOR | Active | Heat Transfer Equipment | Condensers |  |  |  |  | 5000 | Equipment | 55045150500L | Direct field labor for Shell & Tube Condensers – Field-Assembled.
55 | 0 | 0 | 45 | 15 | 10 | 00 | L | Condensers - Shell & Tube Condensers – Field-Assembled - Tube Bundle | 550-45-1510-00-L | EA | NO | YES | Tagged | 2010 | DIRECT LABOR | Active | Heat Transfer Equipment | Condensers |  |  |  |  | 5000 | Equipment | 55045151000L | Direct field labor for Condensers - Shell & Tube Condensers – Field-Assembled - Tube Bundle.
55 | 0 | 0 | 45 | 15 | 15 | 00 | L | Shell Sections | 550-45-1515-00-L | EA | NO | YES | Tagged | 2010 | DIRECT LABOR | Active | Heat Transfer Equipment | Condensers |  |  |  |  | 5000 | Equipment | 55045151500L | Direct field labor for Shell Sections.
55 | 0 | 0 | 45 | 15 | 20 | 00 | L | Channel Heads / Bonnets | 550-45-1520-00-L | EA | NO | YES | Tagged | 2010 | DIRECT LABOR | Active | Heat Transfer Equipment | Condensers |  |  |  |  | 5000 | Equipment | 55045152000L | Direct field labor for Channel Heads / Bonnets.
55 | 0 | 0 | 45 | 15 | 30 | 00 | L | Condensers - Shell & Tube Condensers – Field-Assembled - Supports / Saddles | 550-45-1530-00-L | EA | NO | YES | Tagged | 2010 | DIRECT LABOR | Active | Heat Transfer Equipment | Condensers |  |  |  |  | 5000 | Equipment | 55045153000L | Direct field labor for Condensers - Shell & Tube Condensers – Field-Assembled - Supports / Saddles.
55 | 0 | 0 | 45 | 15 | 45 | 00 | L | Baffles & Internals | 550-45-1545-00-L | EA | NO | YES | Tagged | 2010 | DIRECT LABOR | Active | Heat Transfer Equipment | Condensers |  |  |  |  | 5000 | Equipment | 55045154500L | Direct field labor for Baffles & Internals.
55 | 0 | 0 | 45 | 15 | 50 | 00 | L | Condensers - Shell & Tube Condensers – Field-Assembled - Nozzles & Process Connections | 550-45-1550-00-L | EA | NO | YES | Tagged | 2010 | DIRECT LABOR | Active | Heat Transfer Equipment | Condensers |  |  |  |  | 5000 | Equipment | 55045155000L | Direct field labor for Condensers - Shell & Tube Condensers – Field-Assembled - Nozzles & Process Connections.
55 | 0 | 0 | 45 | 20 | 00 | 00 | L | Condensers - Air-Cooled Condensers – Field-Assembled | 550-45-2000-00-L | EA | NO | YES | Tagged | 2010 | DIRECT LABOR | Active | Heat Transfer Equipment | Condensers |  |  |  |  | 5000 | Equipment | 55045200000L | Summary of Condensers - Air-Cooled Condensers – Field-Assembled labor costs.
55 | 0 | 0 | 45 | 20 | 05 | 00 | L | Air-Cooled Condensers – Field-Assembled | 550-45-2005-00-L | EA | NO | YES | Tagged | 2010 | DIRECT LABOR | Active | Heat Transfer Equipment | Condensers |  |  |  |  | 5000 | Equipment | 55045200500L | Direct field labor for Air-Cooled Condensers – Field-Assembled.
55 | 0 | 0 | 45 | 20 | 10 | 00 | L | Condensers - Air-Cooled Condensers – Field-Assembled - Tube Bundles | 550-45-2010-00-L | EA | NO | YES | Tagged | 2010 | DIRECT LABOR | Active | Heat Transfer Equipment | Condensers |  |  |  |  | 5000 | Equipment | 55045201000L | Direct field labor for Condensers - Air-Cooled Condensers – Field-Assembled - Tube Bundles.
55 | 0 | 0 | 45 | 20 | 20 | 00 | L | Headers & Distribution Manifolds | 550-45-2020-00-L | EA | NO | YES | Tagged | 2010 | DIRECT LABOR | Active | Heat Transfer Equipment | Condensers |  |  |  |  | 5000 | Equipment | 55045202000L | Direct field labor for Headers & Distribution Manifolds.
55 | 0 | 0 | 45 | 20 | 30 | 00 | L | Structural Steel / Support Frames | 550-45-2030-00-L | TN | NO | YES | Tagged | 2010 | DIRECT LABOR | Active | Heat Transfer Equipment | Condensers |  |  |  |  | 5000 | Equipment | 55045203000L | Direct field labor for Structural Steel / Support Frames.
55 | 0 | 0 | 45 | 20 | 35 | 00 | L | Condensers - Air-Cooled Condensers – Field-Assembled - Expansion Joints | 550-45-2035-00-L | EA | NO | YES | Tagged | 2010 | DIRECT LABOR | Active | Heat Transfer Equipment | Condensers |  |  |  |  | 5000 | Equipment | 55045203500L | Direct field labor for Condensers - Air-Cooled Condensers – Field-Assembled - Expansion Joints.
55 | 0 | 0 | 45 | 20 | 40 | 00 | L | Access Platforms & Ladders | 550-45-2040-00-L | EA | NO | YES | Tagged | 2010 | DIRECT LABOR | Active | Heat Transfer Equipment | Condensers |  |  |  |  | 5000 | Equipment | 55045204000L | Direct field labor for Access Platforms & Ladders.
55 | 0 | 0 | 45 | 20 | 45 | 00 | L | Condensers - Air-Cooled Condensers – Field-Assembled - Fans & Fan Stacks | 550-45-2045-00-L | EA | NO | YES | Tagged | 2010 | DIRECT LABOR | Active | Heat Transfer Equipment | Condensers |  |  |  |  | 5000 | Equipment | 55045204500L | Direct field labor for Condensers - Air-Cooled Condensers – Field-Assembled - Fans & Fan Stacks.
55 | 0 | 0 | 45 | 20 | 50 | 00 | L | Motors & Drives | 550-45-2050-00-L | EA | NO | YES | Tagged | 2010 | DIRECT LABOR | Active | Heat Transfer Equipment | Condensers |  |  |  |  | 5000 | Equipment | 55045205000L | Direct field labor for Motors & Drives.
55 | 0 | 0 | 45 | 20 | 55 | 00 | L | Plenums & Air Ducting | 550-45-2055-00-L | EA | NO | YES | Tagged | 2010 | DIRECT LABOR | Active | Heat Transfer Equipment | Condensers |  |  |  |  | 5000 | Equipment | 55045205500L | Direct field labor for Plenums & Air Ducting.
55 | 0 | 0 | 55 | 00 | 00 | 00 | 0 | Evaporators | 550-55-0000-00-0 | EA | NO | YES | Tagged | 2010 | DIRECT LABOR | Active | Heat Transfer Equipment | Evaporators |  |  |  |  | 5000 | Equipment | 550550000000 | Summary of Evaporators costs.
55 | 0 | 0 | 55 | 10 | 00 | 00 | L | Evaporators – Packaged | 550-55-1000-00-L | EA | NO | YES | Tagged | 2010 | DIRECT LABOR | Active | Heat Transfer Equipment | Evaporators |  |  |  |  | 5000 | Equipment | 55055100000L | Summary of Evaporators – Packaged labor costs.
55 | 0 | 0 | 55 | 10 | 05 | 00 | L | Falling Film Evaporator | 550-55-1005-00-L | EA | NO | YES | Tagged | 2010 | DIRECT LABOR | Active | Heat Transfer Equipment | Evaporators |  |  |  |  | 5000 | Equipment | 55055100500L | Direct field labor for Falling Film Evaporator.
55 | 0 | 0 | 55 | 10 | 10 | 00 | L | Forced Circulation Evaporator | 550-55-1010-00-L | EA | NO | YES | Tagged | 2010 | DIRECT LABOR | Active | Heat Transfer Equipment | Evaporators |  |  |  |  | 5000 | Equipment | 55055101000L | Direct field labor for Forced Circulation Evaporator.
55 | 0 | 0 | 55 | 20 | 00 | 00 | L | Evaporators – Field-Assembled | 550-55-2000-00-L | EA | NO | YES | Tagged | 2010 | DIRECT LABOR | Active | Heat Transfer Equipment | Evaporators |  |  |  |  | 5000 | Equipment | 55055200000L | Summary of Evaporators – Field-Assembled labor costs.
55 | 5 | 0 | 55 | 20 | 05 | 00 | L | Evaporator Shell / Vessel Sections | 550-55-2005-00-L | EA | NO | YES | Tagged | 2010 | DIRECT LABOR | Active | Heat Transfer Equipment | Evaporators |  |  |  |  | 5000 | Equipment | 55055200500L | Direct field labor for Evaporator Shell / Vessel Sections.
55 | 5 | 0 | 55 | 20 | 10 | 00 | L | Tube Bundle / Heat Transfer Surfaces | 550-55-2010-00-L | EA | NO | YES | Tagged | 2010 | DIRECT LABOR | Active | Heat Transfer Equipment | Evaporators |  |  |  |  | 5000 | Equipment | 55055201000L | Direct field labor for Tube Bundle / Heat Transfer Surfaces.
55 | 5 | 0 | 55 | 20 | 15 | 00 | L | Vapor Body / Separator | 550-55-2015-00-L | EA | NO | YES | Tagged | 2010 | DIRECT LABOR | Active | Heat Transfer Equipment | Evaporators |  |  |  |  | 5000 | Equipment | 55055201500L | Direct field labor for Vapor Body / Separator.
55 | 5 | 0 | 55 | 20 | 20 | 00 | L | Circulation Headers & Manifolds | 550-55-2020-00-L | EA | NO | YES | Tagged | 2010 | DIRECT LABOR | Active | Heat Transfer Equipment | Evaporators |  |  |  |  | 5000 | Equipment | 55055202000L | Direct field labor for Circulation Headers & Manifolds.
55 | 5 | 0 | 55 | 20 | 25 | 00 | L | Internals & Baffles | 550-55-2025-00-L | EA | NO | YES | Tagged | 2010 | DIRECT LABOR | Active | Heat Transfer Equipment | Evaporators |  |  |  |  | 5000 | Equipment | 55055202500L | Direct field labor for Internals & Baffles.
55 | 5 | 0 | 55 | 20 | 30 | 00 | L | Supports / Structural Steel | 550-55-2030-00-L | TN | NO | YES | Tagged | 2010 | DIRECT LABOR | Active | Heat Transfer Equipment | Evaporators |  |  |  |  | 5000 | Equipment | 55055203000L | Direct field labor for Supports / Structural Steel.
55 | 5 | 0 | 55 | 20 | 35 | 00 | L | Nozzles & Process Connections | 550-55-2035-00-L | EA | NO | YES | Tagged | 2010 | DIRECT LABOR | Active | Heat Transfer Equipment | Evaporators |  |  |  |  | 5000 | Equipment | 55055203500L | Direct field labor for Condensers - Air-Cooled Condensers – Field-Assembled - Nozzles & Process Connections.
55 | 5 | 0 | 65 | 00 | 00 | 00 | L | Cooling Towers | 550-65-0000-00-L | EA | NO | YES | Tagged | 2010 | DIRECT LABOR | Active | Heat Transfer Equipment | Cooling Towers |  |  |  |  | 5000 | Equipment | 55065000000L | Summary of Cooling Towers labor costs.
55 | 5 | 0 | 65 | 10 | 00 | 00 | L | Cooling Towers – Packaged | 550-65-1000-00-L | EA | NO | YES | Tagged | 2010 | DIRECT LABOR | Active | Heat Transfer Equipment | Cooling Towers |  |  |  |  | 5000 | Equipment | 55065100000L | Direct field labor for Cooling Towers – Packaged.
55 | 5 | 0 | 65 | 20 | 00 | 00 | L | Cooling Towers – Field-Erected | 550-65-2000-00-L | EA | NO | YES | Tagged | 2010 | DIRECT LABOR | Active | Heat Transfer Equipment | Cooling Towers |  |  |  |  | 5000 | Equipment | 55065200000L | Summary of Cooling Towers – Field-Erected labor costs.
55 | 5 | 0 | 65 | 20 | 10 | 00 | L | Structural Frame | 550-65-2010-00-L | EA | NO | YES | Tagged | 2010 | DIRECT LABOR | Active | Heat Transfer Equipment | Cooling Towers |  |  |  |  | 5000 | Equipment | 55065201000L | Direct field labor for Structural Frame.
55 | 5 | 0 | 65 | 20 | 20 | 00 | L | Cold Water Basin | 550-65-2020-00-L | EA | NO | YES | Tagged | 2010 | DIRECT LABOR | Active | Heat Transfer Equipment | Cooling Towers |  |  |  |  | 5000 | Equipment | 55065202000L | Direct field labor for Cold Water Basin.
55 | 5 | 0 | 65 | 20 | 30 | 00 | L | Hot Water Distribution System | 550-65-2030-00-L | EA | NO | YES | Tagged | 2010 | DIRECT LABOR | Active | Heat Transfer Equipment | Cooling Towers |  |  |  |  | 5000 | Equipment | 55065203000L | Direct field labor for Hot Water Distribution System.
55 | 5 | 0 | 65 | 20 | 40 | 00 | L | Fill Media | 550-65-2040-00-L | EA | NO | YES | Tagged | 2010 | DIRECT LABOR | Active | Heat Transfer Equipment | Cooling Towers |  |  |  |  | 5000 | Equipment | 55065204000L | Direct field labor for Fill Media.
55 | 5 | 0 | 65 | 20 | 50 | 00 | L | Drift Eliminators | 550-65-2050-00-L | EA | NO | YES | Tagged | 2010 | DIRECT LABOR | Active | Heat Transfer Equipment | Cooling Towers |  |  |  |  | 5000 | Equipment | 55065205000L | Direct field labor for Drift Eliminators.
55 | 5 | 0 | 65 | 20 | 60 | 00 | L | Casing & Louvers | 550-65-2060-00-L | EA | NO | YES | Tagged | 2010 | DIRECT LABOR | Active | Heat Transfer Equipment | Cooling Towers |  |  |  |  | 5000 | Equipment | 55065206000L | Direct field labor for Casing & Louvers.
55 | 5 | 0 | 65 | 20 | 70 | 00 | L | Cooling Towers – Field-Erected - Fans & Fan Stacks | 550-65-2070-00-L | EA | NO | YES | Tagged | 2010 | DIRECT LABOR | Active | Heat Transfer Equipment | Cooling Towers |  |  |  |  | 5000 | Equipment | 55065207000L | Direct field labor for Cooling Towers – Field-Erected - Fans & Fan Stacks.
55 | 5 | 0 | 65 | 20 | 80 | 00 | L | Gearboxes / Drives | 550-65-2080-00-L | EA | NO | YES | Tagged | 2010 | DIRECT LABOR | Active | Heat Transfer Equipment | Cooling Towers |  |  |  |  | 5000 | Equipment | 55065208000L | Direct field labor for Gearboxes / Drives.
55 | 5 | 0 | 65 | 20 | 90 | 00 | L | Motors | 550-65-2090-00-L | EA | NO | YES | Tagged | 2010 | DIRECT LABOR | Active | Heat Transfer Equipment | Cooling Towers |  |  |  |  | 5000 | Equipment | 55065209000L | Direct field labor for Motors.
55 | 5 | 5 | 00 | 00 | 00 | 00 | 0 | Rotating Equipment | 555-00-0000-00-0 | EA | YES | YES | Tagged | 2010 | DIRECT LABOR | Active | Rotating Equipment | Summary |  |  |  |  | 5000 | Equipment | 555000000000 | Top-level summary of all Rotating Equipment costs.
55 | 5 | 5 | 05 | 00 | 00 | 00 | L | Pumps | 555-05-0000-00-L | EA | YES | YES | Tagged | 2010 | DIRECT LABOR | Active | Rotating Equipment | Pumps |  |  |  |  | 5000 | Equipment | 55505000000L | Summary of Pumps labor costs.
55 | 5 | 5 | 05 | 05 | 00 | 00 | L | Pumps Packaged | 555-05-0500-00-L | EA | NO | YES | Tagged | 2010 | DIRECT LABOR | Active | Rotating Equipment | Pumps |  |  |  |  | 5000 | Equipment | 55505050000L | Summary of Pumps Packaged labor costs.
55 | 5 | 5 | 05 | 05 | 05 | 00 | L | Pumps Packaged - Centrifugal Pumps – Packaged | 555-05-0505-00-L | EA | NO | YES | Tagged | 2010 | DIRECT LABOR | Active | Rotating Equipment | Pumps |  |  |  |  | 5000 | Equipment | 55505050500L | Summary of Pumps Packaged - Centrifugal Pumps – Packaged labor costs.
55 | 5 | 5 | 05 | 05 | 05 | 05 | L | Centrifugal Pumps – Packaged | 555-05-0505-05-L | EA | NO | NO |  | 2010 | DIRECT LABOR | Active | Rotating Equipment | Pumps |  |  |  |  | 5000 | Equipment | 55505050505L | Direct field labor for Centrifugal Pumps – Packaged.
55 | 5 | 5 | 05 | 05 | 05 | 10 | L | OH2 (Overhung, Single‑Stage) | 555-05-0505-10-L | EA | NO | NO |  | 2010 | DIRECT LABOR | Active | Rotating Equipment | Pumps |  |  |  |  | 5000 | Equipment | 55505050510L | Direct field labor for OH2 (Overhung, Single‑Stage).
55 | 5 | 5 | 05 | 05 | 05 | 15 | L | BB1 (Between‑Bearings, Axially Split) | 555-05-0505-15-L | EA | NO | NO |  | 2010 | DIRECT LABOR | Active | Rotating Equipment | Pumps |  |  |  |  | 5000 | Equipment | 55505050515L | Direct field labor for BB1 (Between‑Bearings, Axially Split).
55 | 5 | 5 | 05 | 05 | 05 | 20 | L | BB2 (Between‑Bearings, Radially Split) | 555-05-0505-20-L | EA | NO | NO |  | 2010 | DIRECT LABOR | Active | Rotating Equipment | Pumps |  |  |  |  | 5000 | Equipment | 55505050520L | Direct field labor for BB2 (Between‑Bearings, Radially Split).
55 | 5 | 5 | 05 | 05 | 05 | 25 | L | BB3 (Between‑Bearings Multistage, Axially Split) | 555-05-0505-25-L | EA | NO | NO |  | 2010 | DIRECT LABOR | Active | Rotating Equipment | Pumps |  |  |  |  | 5000 | Equipment | 55505050525L | Direct field labor for BB3 (Between‑Bearings Multistage, Axially Split).
55 | 5 | 5 | 05 | 05 | 05 | 30 | L | BB4 / BB5 (Barrel Multistage) | 555-05-0505-30-L | EA | NO | NO |  | 2010 | DIRECT LABOR | Active | Rotating Equipment | Pumps |  |  |  |  | 5000 | Equipment | 55505050530L | Direct field labor for BB4 / BB5 (Barrel Multistage).
55 | 5 | 5 | 05 | 05 | 10 | 00 | L | VS1 / VS2 / VS4 / VS6 (Vertical Suspended) | 555-05-0510-00-L | EA | NO | YES | Tagged | 2010 | DIRECT LABOR | Active | Rotating Equipment | Pumps |  |  |  |  | 5000 | Equipment | 55505051000L | Direct field labor for VS1 / VS2 / VS4 / VS6 (Vertical Suspended).
55 | 5 | 5 | 05 | 05 | 15 | 00 | L | Pump Service Variants – Packaged | 555-05-0515-00-L | EA | NO | YES | Tagged | 2010 | DIRECT LABOR | Active | Rotating Equipment | Pumps |  |  |  |  | 5000 | Equipment | 55505051500L | Summary of Pump Service Variants – Packaged labor costs.
55 | 5 | 5 | 05 | 05 | 15 | 05 | L | Multistage Centrifugal Pump | 555-05-0515-05-L | EA | NO | NO |  | 2010 | DIRECT LABOR | Active | Rotating Equipment | Pumps |  |  |  |  | 5000 | Equipment | 55505051505L | Direct field labor for Multistage Centrifugal Pump.
55 | 5 | 5 | 05 | 05 | 15 | 10 | L | Slurry Pump | 555-05-0515-10-L | EA | NO | NO |  | 2010 | DIRECT LABOR | Active | Rotating Equipment | Pumps |  |  |  |  | 5000 | Equipment | 55505051510L | Direct field labor for Slurry Pump.
55 | 5 | 5 | 05 | 05 | 15 | 15 | L | Magnetic‑Drive Pump | 555-05-0515-15-L | EA | NO | NO |  | 2010 | DIRECT LABOR | Active | Rotating Equipment | Pumps |  |  |  |  | 5000 | Equipment | 55505051515L | Direct field labor for Magnetic‑Drive Pump.
55 | 5 | 5 | 05 | 05 | 15 | 20 | L | Submersible Pump | 555-05-0515-20-L | EA | NO | NO |  | 2010 | DIRECT LABOR | Active | Rotating Equipment | Pumps |  |  |  |  | 5000 | Equipment | 55505051520L | Direct field labor for Submersible Pump.
55 | 5 | 5 | 05 | 05 | 20 | 00 | L | Positive Displacement Pumps – Packaged | 555-05-0520-00-L | EA | NO | YES | Tagged | 2010 | DIRECT LABOR | Active | Rotating Equipment | Pumps |  |  |  |  | 5000 | Equipment | 55505052000L | Summary of Positive Displacement Pumps – Packaged labor costs.
55 | 5 | 5 | 05 | 05 | 20 | 05 | L | Gear PD Pump | 555-05-0520-05-L | EA | NO | NO |  | 2010 | DIRECT LABOR | Active | Rotating Equipment | Pumps |  |  |  |  | 5000 | Equipment | 55505052005L | Direct field labor for Gear PD Pump.
55 | 5 | 5 | 05 | 05 | 20 | 10 | L | Lobe PD Pump | 555-05-0520-10-L | EA | NO | NO |  | 2010 | DIRECT LABOR | Active | Rotating Equipment | Pumps |  |  |  |  | 5000 | Equipment | 55505052010L | Direct field labor for Lobe PD Pump.
55 | 5 | 5 | 05 | 05 | 20 | 15 | L | Screw PD Pump | 555-05-0520-15-L | EA | NO | NO |  | 2010 | DIRECT LABOR | Active | Rotating Equipment | Pumps |  |  |  |  | 5000 | Equipment | 55505052015L | Direct field labor for Screw PD Pump.
55 | 5 | 5 | 05 | 05 | 20 | 20 | L | Diaphragm PD Pump | 555-05-0520-20-L | EA | NO | NO |  | 2010 | DIRECT LABOR | Active | Rotating Equipment | Pumps |  |  |  |  | 5000 | Equipment | 55505052020L | Direct field labor for Diaphragm PD Pump.
55 | 5 | 5 | 05 | 05 | 20 | 25 | L | Piston / Plunger PD Pump | 555-05-0520-25-L | EA | NO | NO |  | 2010 | DIRECT LABOR | Active | Rotating Equipment | Pumps |  |  |  |  | 5000 | Equipment | 55505052025L | Direct field labor for Piston / Plunger PD Pump.
55 | 5 | 5 | 05 | 05 | 20 | 30 | L | Metering / Dosing Pumps | 555-05-0520-30-L | EA | NO | NO |  | 2010 | DIRECT LABOR | Active | Rotating Equipment | Pumps |  |  |  |  | 5000 | Equipment | 55505052030L | Direct field labor for Metering / Dosing Pumps.
55 | 5 | 5 | 05 | 05 | 25 | 00 | L | Seal Systems – Integral | 555-05-0525-00-L | EA | NO | YES | Tagged | 2010 | DIRECT LABOR | Active | Rotating Equipment | Pumps |  |  |  |  | 5000 | Equipment | 55505052500L | Summary of Seal Systems – Integral labor costs.
55 | 5 | 5 | 05 | 05 | 25 | 05 | L | Mechanical Seal Types | 555-05-0525-05-L | EA | NO | NO |  | 2010 | DIRECT LABOR | Active | Rotating Equipment | Pumps |  |  |  |  | 5000 | Equipment | 55505052505L | Direct field labor for Mechanical Seal Types.
55 | 5 | 5 | 05 | 05 | 25 | 10 | L | Seal Plans | 555-05-0525-10-L | EA | NO | NO |  | 2010 | DIRECT LABOR | Active | Rotating Equipment | Pumps |  |  |  |  | 5000 | Equipment | 55505052510L | Direct field labor for Seal Plans.
55 | 5 | 5 | 05 | 10 | 00 | 00 | L | Field Assembled Pumps | 555-05-1000-00-L | EA | NO | YES | Tagged | 2010 | DIRECT LABOR | Active | Rotating Equipment | Pumps |  |  |  |  | 5000 | Equipment | 55505100000L | Summary of Field Assembled Pumps labor costs.
55 | 5 | 5 | 05 | 10 | 05 | 00 | L | Field Installed Pump Equipment | 555-05-1005-00-L | EA | NO | YES | Tagged | 2010 | DIRECT LABOR | Active | Rotating Equipment | Pumps |  |  |  |  | 5000 | Equipment | 55505100500L | Direct field labor for Field Installed Pump Equipment.
55 | 5 | 5 | 05 | 10 | 10 | 00 | L | Field‑Assembled Pump Equipment | 555-05-1010-00-L | EA | NO | YES | Tagged | 2010 | DIRECT LABOR | Active | Rotating Equipment | Pumps |  |  |  |  | 5000 | Equipment | 55505101000L | Direct field labor for Field‑Assembled Pump Equipment.
55 | 5 | 5 | 05 | 10 | 15 | 00 | L | Field‑Assembled / Knockdown Pump Assemblies | 555-05-1015-00-L | EA | NO | YES | Tagged | 2010 | DIRECT LABOR | Active | Rotating Equipment | Pumps |  |  |  |  | 5000 | Equipment | 55505101500L | Direct field labor for Field‑Assembled / Knockdown Pump Assemblies.
55 | 5 | 5 | 05 | 10 | 20 | 00 | L | Pump Casings & Internals | 555-05-1020-00-L | EA | NO | YES | Tagged | 2010 | DIRECT LABOR | Active | Rotating Equipment | Pumps |  |  |  |  | 5000 | Equipment | 55505102000L | Direct field labor for Pump Casings & Internals.
55 | 5 | 5 | 05 | 10 | 25 | 00 | L | Drivers | 555-05-1025-00-L | EA | NO | YES | Tagged | 2010 | DIRECT LABOR | Active | Rotating Equipment | Pumps |  |  |  |  | 5000 | Equipment | 55505102500L | Direct field labor for Drivers.
55 | 5 | 5 | 05 | 10 | 30 | 00 | L | Multi‑Piece Baseplates / Frames | 555-05-1030-00-L | EA | NO | YES | Tagged | 2010 | DIRECT LABOR | Active | Rotating Equipment | Pumps |  |  |  |  | 5000 | Equipment | 55505103000L | Direct field labor for Multi‑Piece Baseplates / Frames.
55 | 5 | 5 | 05 | 10 | 35 | 00 | L | Gearboxes / Speed Increasers | 555-05-1035-00-L | EA | NO | YES | Tagged | 2010 | DIRECT LABOR | Active | Rotating Equipment | Pumps |  |  |  |  | 5000 | Equipment | 55505103500L | Direct field labor for Gearboxes / Speed Increasers.
55 | 5 | 5 | 05 | 10 | 40 | 00 | L | Couplings & Guards | 555-05-1040-00-L | EA | NO | YES | Tagged | 2010 | DIRECT LABOR | Active | Rotating Equipment | Pumps |  |  |  |  | 5000 | Equipment | 55505104000L | Direct field labor for Couplings & Guards.
55 | 5 | 5 | 05 | 10 | 45 | 00 | L | Field Alignment & Setting | 555-05-1045-00-L | EA | NO | YES | Tagged | 2010 | DIRECT LABOR | Active | Rotating Equipment | Pumps |  |  |  |  | 5000 | Equipment | 55505104500L | Direct field labor for Field Alignment & Setting.
55 | 5 | 5 | 10 | 00 | 00 | 00 | L | Compressors | 555-10-0000-00-L | EA | YES | YES | Tagged | 2010 | DIRECT LABOR | Active | Rotating Equipment | Compressors |  |  |  |  | 5000 | Equipment | 55510000000L | Summary of Compressors labor costs.
55 | 5 | 5 | 10 | 05 | 00 | 00 | L | Packaged Compressors | 555-10-0500-00-L | EA | NO | YES | Tagged | 2010 | DIRECT LABOR | Active | Rotating Equipment | Compressors |  |  |  |  | 5000 | Equipment | 55510050000L | Summary of Packaged Compressors labor costs.
55 | 5 | 5 | 10 | 05 | 05 | 00 | L | Air Compressors – Packaged | 555-10-0505-00-L | EA | NO | YES | Tagged | 2010 | DIRECT LABOR | Active | Rotating Equipment | Compressors |  |  |  |  | 5000 | Equipment | 55510050500L | Direct field labor for Air Compressors – Packaged.
55 | 5 | 5 | 10 | 05 | 10 | 00 | L | Oil‑Free Air Compressors – Packaged | 555-10-0510-00-L | EA | NO | YES | Tagged | 2010 | DIRECT LABOR | Active | Rotating Equipment | Compressors |  |  |  |  | 5000 | Equipment | 55510051000L | Direct field labor for Oil‑Free Air Compressors – Packaged.
55 | 5 | 5 | 10 | 05 | 15 | 00 | L | Integrated Compressor Packages – Packaged | 555-10-0515-00-L | EA | NO | YES | Tagged | 2010 | DIRECT LABOR | Active | Rotating Equipment | Compressors |  |  |  |  | 5000 | Equipment | 55510051500L | Direct field labor for Integrated Compressor Packages – Packaged.
55 | 5 | 5 | 10 | 05 | 20 | 00 | L | Screw Compressors (Gas) – Packaged | 555-10-0520-00-L | EA | NO | YES | Tagged | 2010 | DIRECT LABOR | Active | Rotating Equipment | Compressors |  |  |  |  | 5000 | Equipment | 55510052000L | Direct field labor for Screw Compressors (Gas) – Packaged.
55 | 5 | 5 | 10 | 05 | 25 | 00 | L | Centrifugal Compressors – Packaged | 555-10-0525-00-L | EA | NO | YES | Tagged | 2010 | DIRECT LABOR | Active | Rotating Equipment | Compressors |  |  |  |  | 5000 | Equipment | 55510052500L | Direct field labor for Centrifugal Compressors – Packaged.
55 | 5 | 5 | 10 | 05 | 30 | 00 | L | Reciprocating Compressors – Packaged | 555-10-0530-00-L | EA | NO | YES | Tagged | 2010 | DIRECT LABOR | Active | Rotating Equipment | Compressors |  |  |  |  | 5000 | Equipment | 55510053000L | Direct field labor for Reciprocating Compressors – Packaged.
55 | 5 | 5 | 10 | 10 | 00 | 00 | L | Field Assembled Compressors | 555-10-1000-00-L | EA | NO | YES | Tagged | 2010 | DIRECT LABOR | Active | Rotating Equipment | Compressors |  |  |  |  | 5000 | Equipment | 55510100000L | Summary of Field Assembled Compressors labor costs.
55 | 5 | 5 | 10 | 10 | 05 | 00 | L | Centrifugal Compressors – Field‑Assembled | 555-10-1005-00-L | EA | NO | YES | Tagged | 2010 | DIRECT LABOR | Active | Rotating Equipment | Compressors |  |  |  |  | 5000 | Equipment | 55510100500L | Direct field labor for Centrifugal Compressors – Field‑Assembled.
55 | 5 | 5 | 10 | 10 | 10 | 00 | L | Centrifugal Compressor Casings | 555-10-1010-00-L | EA | NO | YES | Tagged | 2010 | DIRECT LABOR | Active | Rotating Equipment | Compressors |  |  |  |  | 5000 | Equipment | 55510101000L | Direct field labor for Centrifugal Compressor Casings.
55 | 5 | 5 | 10 | 10 | 15 | 00 | L | Rotor Installation & Alignment (Centrifugal) | 555-10-1015-00-L | EA | NO | YES | Tagged | 2010 | DIRECT LABOR | Active | Rotating Equipment | Compressors |  |  |  |  | 5000 | Equipment | 55510101500L | Direct field labor for Rotor Installation & Alignment (Centrifugal).
55 | 5 | 5 | 10 | 10 | 20 | 00 | L | Bearings & Seals (Centrifugal) | 555-10-1020-00-L | EA | NO | YES | Tagged | 2010 | DIRECT LABOR | Active | Rotating Equipment | Compressors |  |  |  |  | 5000 | Equipment | 55510102000L | Direct field labor for Bearings & Seals (Centrifugal).
55 | 5 | 5 | 10 | 10 | 25 | 00 | L | Couplings (Centrifugal) | 555-10-1025-00-L | EA | NO | YES | Tagged | 2010 | DIRECT LABOR | Active | Rotating Equipment | Compressors |  |  |  |  | 5000 | Equipment | 55510102500L | Direct field labor for Couplings (Centrifugal).
55 | 5 | 5 | 10 | 10 | 30 | 00 | L | Mechanical Drive Interfaces (Centrifugal) | 555-10-1030-00-L | EA | NO | YES | Tagged | 2010 | DIRECT LABOR | Active | Rotating Equipment | Compressors |  |  |  |  | 5000 | Equipment | 55510103000L | Direct field labor for Mechanical Drive Interfaces (Centrifugal).
55 | 5 | 5 | 10 | 10 | 35 | 00 | L | Reciprocating Compressors – Field‑Assembled | 555-10-1035-00-L | EA | NO | YES | Tagged | 2010 | DIRECT LABOR | Active | Rotating Equipment | Compressors |  |  |  |  | 5000 | Equipment | 55510103500L | Summary of Reciprocating Compressors – Field‑Assembled labor costs.
55 | 5 | 5 | 10 | 10 | 35 | 05 | L | Compressor Frames & Cylinders | 555-10-1035-05-L | EA | NO | NO |  | 2010 | DIRECT LABOR | Active | Rotating Equipment | Compressors |  |  |  |  | 5000 | Equipment | 55510103505L | Direct field labor for Compressor Frames & Cylinders.
55 | 5 | 5 | 10 | 10 | 35 | 10 | L | Crankshaft & Crossheads | 555-10-1035-10-L | EA | NO | NO |  | 2010 | DIRECT LABOR | Active | Rotating Equipment | Compressors |  |  |  |  | 5000 | Equipment | 55510103510L | Direct field labor for Crankshaft & Crossheads.
55 | 5 | 5 | 10 | 10 | 35 | 15 | L | Drivers & Couplings (Reciprocating) | 555-10-1035-15-L | EA | NO | NO |  | 2010 | DIRECT LABOR | Active | Rotating Equipment | Compressors |  |  |  |  | 5000 | Equipment | 55510103515L | Direct field labor for Drivers & Couplings (Reciprocating).
55 | 5 | 5 | 10 | 10 | 35 | 20 | L | Suction Pulsation Bottles | 555-10-1035-20-L | EA | NO | NO |  | 2010 | DIRECT LABOR | Active | Rotating Equipment | Compressors |  |  |  |  | 5000 | Equipment | 55510103520L | Direct field labor for Suction Pulsation Bottles.
55 | 5 | 5 | 10 | 10 | 35 | 25 | L | Discharge Pulsation Bottles | 555-10-1035-25-L | EA | NO | NO |  | 2010 | DIRECT LABOR | Active | Rotating Equipment | Compressors |  |  |  |  | 5000 | Equipment | 55510103525L | Direct field labor for Discharge Pulsation Bottles.
55 | 5 | 5 | 10 | 10 | 35 | 30 | L | Pulsation Bottle Supports | 555-10-1035-30-L | EA | NO | NO |  | 2010 | DIRECT LABOR | Active | Rotating Equipment | Compressors |  |  |  |  | 5000 | Equipment | 55510103530L | Direct field labor for Pulsation Bottle Supports.
55 | 5 | 5 | 15 | 00 | 00 | 00 | L | Turbines | 555-15-0000-00-L | EA | YES | YES | Tagged | 2010 | DIRECT LABOR | Active | Rotating Equipment | Turbines |  |  |  |  | 5000 | Equipment | 55515000000L | Summary of Turbines labor costs.
55 | 5 | 5 | 15 | 05 | 00 | 00 | L | Gas Turbines - Packaged | 555-15-0500-00-L | EA | NO | YES | Tagged | 2010 | DIRECT LABOR | Active | Rotating Equipment | Turbines |  |  |  |  | 5000 | Equipment | 55515050000L | Summary of Gas Turbines - Packaged labor costs.
55 | 5 | 5 | 15 | 05 | 05 | 00 | L | Gas Turbines - Packaged - Small (<50 MW) | 555-15-0505-00-L | EA | NO | YES | Tagged | 2010 | DIRECT LABOR | Active | Rotating Equipment | Turbines |  |  |  |  | 5000 | Equipment | 55515050500L | Direct field labor for Gas Turbines - Packaged - Small (<50 MW).
55 | 5 | 5 | 15 | 05 | 10 | 00 | L | Gas Turbines - Packaged - Medium (50–150 MW) | 555-15-0510-00-L | EA | NO | YES | Tagged | 2010 | DIRECT LABOR | Active | Rotating Equipment | Turbines |  |  |  |  | 5000 | Equipment | 55515051000L | Direct field labor for Gas Turbines - Packaged - Medium (50–150 MW).
55 | 5 | 5 | 15 | 05 | 15 | 00 | L | Gas Turbines - Packaged - Large (150–300 MW) | 555-15-0515-00-L | EA | NO | YES | Tagged | 2010 | DIRECT LABOR | Active | Rotating Equipment | Turbines |  |  |  |  | 5000 | Equipment | 55515051500L | Direct field labor for Gas Turbines - Packaged - Large (150–300 MW).
55 | 5 | 5 | 15 | 05 | 20 | 00 | L | Gas Turbines - Packaged - Mega (>300 MW) | 555-15-0520-00-L | EA | NO | YES | Tagged | 2010 | DIRECT LABOR | Active | Rotating Equipment | Turbines |  |  |  |  | 5000 | Equipment | 55515052000L | Direct field labor for Gas Turbines - Packaged - Mega (>300 MW).
55 | 5 | 5 | 15 | 10 | 00 | 00 | L | Steam Turbines – Packaged | 555-15-1000-00-L | EA | NO | YES | Tagged | 2010 | DIRECT LABOR | Active | Rotating Equipment | Turbines |  |  |  |  | 5000 | Equipment | 55515100000L | Summary of Steam Turbines – Packaged labor costs.
55 | 5 | 5 | 15 | 10 | 05 | 00 | L | Steam Turbines – Packaged - Small (<25 MW) | 555-15-1005-00-L | EA | NO | YES | Tagged | 2010 | DIRECT LABOR | Active | Rotating Equipment | Turbines |  |  |  |  | 5000 | Equipment | 55515100500L | Direct field labor for Steam Turbines – Packaged - Small (<25 MW).
55 | 5 | 5 | 15 | 10 | 10 | 00 | L | Steam Turbines – Packaged - Medium (25–100 MW) | 555-15-1010-00-L | EA | NO | YES | Tagged | 2010 | DIRECT LABOR | Active | Rotating Equipment | Turbines |  |  |  |  | 5000 | Equipment | 55515101000L | Direct field labor for Steam Turbines – Packaged - Medium (25–100 MW).
55 | 5 | 5 | 15 | 15 | 00 | 00 | L | Steam Turbines – Field-Assembled | 555-15-1500-00-L | EA | NO | YES | Tagged | 2010 | DIRECT LABOR | Active | Rotating Equipment | Turbines |  |  |  |  | 5000 | Equipment | 55515150000L | Summary of Steam Turbines – Field-Assembled labor costs.
55 | 5 | 5 | 15 | 15 | 05 | 00 | L | Turbine Casings / Shell Sections | 555-15-1505-00-L | EA | NO | YES | Tagged | 2010 | DIRECT LABOR | Active | Rotating Equipment | Turbines |  |  |  |  | 5000 | Equipment | 55515150500L | Direct field labor for Turbine Casings / Shell Sections.
55 | 5 | 5 | 15 | 15 | 10 | 00 | L | Rotor Installation & Alignment | 555-15-1510-00-L | EA | NO | YES | Tagged | 2010 | DIRECT LABOR | Active | Rotating Equipment | Turbines |  |  |  |  | 5000 | Equipment | 55515151000L | Direct field labor for Rotor Installation & Alignment.
55 | 5 | 5 | 15 | 15 | 15 | 00 | L | Bearings & Pedestals | 555-15-1515-00-L | EA | NO | YES | Tagged | 2010 | DIRECT LABOR | Active | Rotating Equipment | Turbines |  |  |  |  | 5000 | Equipment | 55515151500L | Direct field labor for Bearings & Pedestals.
55 | 5 | 5 | 15 | 15 | 20 | 00 | L | Gland Seals & Mechanical Interfaces | 555-15-1520-00-L | EA | NO | YES | Tagged | 2010 | DIRECT LABOR | Active | Rotating Equipment | Turbines |  |  |  |  | 5000 | Equipment | 55515152000L | Direct field labor for Gland Seals & Mechanical Interfaces.
55 | 5 | 5 | 20 | 00 | 00 | 00 | L | Engines | 555-20-0000-00-L | EA | YES | YES | Tagged | 2010 | DIRECT LABOR | Active | Rotating Equipment | Engines |  |  |  |  | 5000 | Equipment | 55520000000L | Summary of Engines labor costs.
55 | 5 | 5 | 20 | 05 | 00 | 00 | L | Reciprocating Engine Prime Movers – Packaged | 555-20-0500-00-L | EA | NO | YES | Tagged | 2010 | DIRECT LABOR | Active | Rotating Equipment | Engines |  |  |  |  | 5000 | Equipment | 55520050000L | Summary of Reciprocating Engine Prime Movers – Packaged labor costs.
55 | 5 | 5 | 20 | 05 | 05 | 00 | L | Gas Engines | 555-20-0505-00-L | EA | NO | YES | Tagged | 2010 | DIRECT LABOR | Active | Rotating Equipment | Engines |  |  |  |  | 5000 | Equipment | 55520050500L | Summary of Gas Engines labor costs.
55 | 5 | 5 | 20 | 05 | 05 | 05 | L | Gas Engines - Small (<5 MW equivalent) | 555-20-0505-05-L | EA | NO | NO |  | 2010 | DIRECT LABOR | Active | Rotating Equipment | Engines |  |  |  |  | 5000 | Equipment | 55520050505L | Direct field labor for Gas Engines - Small (<5 MW equivalent).
55 | 5 | 5 | 20 | 05 | 05 | 10 | L | Gas Engines - Medium (5–20 MW equivalent) | 555-20-0505-10-L | EA | NO | NO |  | 2010 | DIRECT LABOR | Active | Rotating Equipment | Engines |  |  |  |  | 5000 | Equipment | 55520050510L | Direct field labor for Gas Engines - Medium (5–20 MW equivalent).
55 | 5 | 5 | 20 | 05 | 05 | 15 | L | Gas Engines - Large (>20 MW equivalent) | 555-20-0505-15-L | EA | NO | NO |  | 2010 | DIRECT LABOR | Active | Rotating Equipment | Engines |  |  |  |  | 5000 | Equipment | 55520050515L | Direct field labor for Gas Engines - Large (>20 MW equivalent).
55 | 5 | 5 | 20 | 05 | 10 | 00 | L | Diesel Engines | 555-20-0510-00-L | EA | NO | YES | Tagged | 2010 | DIRECT LABOR | Active | Rotating Equipment | Engines |  |  |  |  | 5000 | Equipment | 55520051000L | Summary of Diesel Engines labor costs.
55 | 5 | 5 | 20 | 05 | 10 | 05 | L | Diesel Engines - Small (<5 MW equivalent) | 555-20-0510-05-L | EA | NO | NO |  | 2010 | DIRECT LABOR | Active | Rotating Equipment | Engines |  |  |  |  | 5000 | Equipment | 55520051005L | Direct field labor for Diesel Engines - Small (<5 MW equivalent).
55 | 5 | 5 | 20 | 05 | 10 | 10 | L | Diesel Engines - Medium (5–20 MW equivalent) | 555-20-0510-10-L | EA | NO | NO |  | 2010 | DIRECT LABOR | Active | Rotating Equipment | Engines |  |  |  |  | 5000 | Equipment | 55520051010L | Direct field labor for Diesel Engines - Medium (5–20 MW equivalent).
55 | 5 | 5 | 20 | 05 | 10 | 15 | L | Diesel Engines - Large (>20 MW equivalent) | 555-20-0510-15-L | EA | NO | NO |  | 2010 | DIRECT LABOR | Active | Rotating Equipment | Engines |  |  |  |  | 5000 | Equipment | 55520051015L | Direct field labor for Diesel Engines - Large (>20 MW equivalent).
55 | 5 | 5 | 20 | 05 | 15 | 00 | L | Dual-Fuel Engines | 555-20-0515-00-L | EA | NO | YES | Tagged | 2010 | DIRECT LABOR | Active | Rotating Equipment | Engines |  |  |  |  | 5000 | Equipment | 55520051500L | Summary of Dual-Fuel Engines labor costs.
55 | 5 | 5 | 20 | 05 | 15 | 05 | L | Dual-Fuel Engines - Small (<5 MW equivalent) | 555-20-0515-05-L | EA | NO | NO |  | 2010 | DIRECT LABOR | Active | Rotating Equipment | Engines |  |  |  |  | 5000 | Equipment | 55520051505L | Direct field labor for Dual-Fuel Engines - Small (<5 MW equivalent).
55 | 5 | 5 | 20 | 05 | 15 | 10 | L | Dual-Fuel Engines - Medium (5–20 MW equivalent) | 555-20-0515-10-L | EA | NO | NO |  | 2010 | DIRECT LABOR | Active | Rotating Equipment | Engines |  |  |  |  | 5000 | Equipment | 55520051510L | Direct field labor for Dual-Fuel Engines - Medium (5–20 MW equivalent).
55 | 5 | 5 | 20 | 05 | 15 | 15 | L | Dual-Fuel Engines - Large (>20 MW equivalent) | 555-20-0515-15-L | EA | NO | NO |  | 2010 | DIRECT LABOR | Active | Rotating Equipment | Engines |  |  |  |  | 5000 | Equipment | 55520051515L | Direct field labor for Dual-Fuel Engines - Large (>20 MW equivalent).
55 | 5 | 5 | 25 | 00 | 00 | 00 | L | Blowers & Fans | 555-25-0000-00-L | EA | NO | YES | Tagged | 2010 | DIRECT LABOR | Active | Rotating Equipment | Blowers & Fans |  |  |  |  | 5000 | Equipment | 55525000000L | Summary of Blowers & Fans labor costs.
55 | 5 | 5 | 25 | 05 | 00 | 00 | L | Blowers & Fans – Packaged | 555-25-0500-00-L | EA | NO | YES | Tagged | 2010 | DIRECT LABOR | Active | Rotating Equipment | Blowers & Fans |  |  |  |  | 5000 | Equipment | 55525050000L | Summary of Blowers & Fans – Packaged labor costs.
55 | 5 | 5 | 25 | 05 | 05 | 00 | L | Centrifugal Fans | 555-25-0505-00-L | EA | NO | YES | Tagged | 2010 | DIRECT LABOR | Active | Rotating Equipment | Blowers & Fans |  |  |  |  | 5000 | Equipment | 55525050500L | Direct field labor for Centrifugal Fans.
55 | 5 | 5 | 25 | 05 | 10 | 00 | L | Axial Fans | 555-25-0510-00-L | EA | NO | YES | Tagged | 2010 | DIRECT LABOR | Active | Rotating Equipment | Blowers & Fans |  |  |  |  | 5000 | Equipment | 55525051000L | Direct field labor for Axial Fans.
55 | 5 | 5 | 25 | 05 | 15 | 00 | L | Forced Draft (FD) Fans | 555-25-0515-00-L | EA | NO | YES | Tagged | 2010 | DIRECT LABOR | Active | Rotating Equipment | Blowers & Fans |  |  |  |  | 5000 | Equipment | 55525051500L | Direct field labor for Forced Draft (FD) Fans.
55 | 5 | 5 | 25 | 05 | 20 | 00 | L | Induced Draft (ID) Fans | 555-25-0520-00-L | EA | NO | YES | Tagged | 2010 | DIRECT LABOR | Active | Rotating Equipment | Blowers & Fans |  |  |  |  | 5000 | Equipment | 55525052000L | Direct field labor for Induced Draft (ID) Fans.
55 | 5 | 5 | 25 | 05 | 25 | 00 | L | Plug Fans | 555-25-0525-00-L | EA | NO | YES | Tagged | 2010 | DIRECT LABOR | Active | Rotating Equipment | Blowers & Fans |  |  |  |  | 5000 | Equipment | 55525052500L | Direct field labor for Plug Fans.
55 | 0 | 5 | 25 | 05 | 30 | 00 | L | Regenerative / High‑Pressure Blowers | 555-25-0530-00-L | EA | NO | YES | Tagged | 2010 | DIRECT LABOR | Active | Rotating Equipment | Blowers & Fans |  |  |  |  | 5000 | Equipment | 55525053000L | Direct field labor for Regenerative / High‑Pressure Blowers.
55 | 0 | 5 | 25 | 10 | 00 | 00 | L | Blowers & Fans – Field Assembled | 555-25-1000-00-L | EA | NO | YES | Tagged | 2010 | DIRECT LABOR | Active | Rotating Equipment | Blowers & Fans |  |  |  |  | 5000 | Equipment | 55525100000L | Summary of Blowers & Fans – Field Assembled labor costs.
55 | 0 | 5 | 25 | 10 | 50 | 00 | L | Fin Fans | 555-25-1050-00-L | EA | NO | YES | Tagged | 2010 | DIRECT LABOR | Active | Rotating Equipment | Blowers & Fans |  |  |  |  | 5000 | Equipment | 55525105000L | Direct field labor for Fin Fans.
55 | 0 | 5 | 30 | 00 | 00 | 00 | L | Mixers & Agitators | 555-30-0000-00-L | EA | NO | YES | Tagged | 2010 | DIRECT LABOR | Active | Rotating Equipment | Mixers & Agitators |  |  |  |  | 5000 | Equipment | 55530000000L | Summary of Mixers & Agitators labor costs.
55 | 0 | 5 | 30 | 05 | 00 | 00 | L | Top-Entry Agitators | 555-30-0500-00-L | EA | NO | YES | Tagged | 2010 | DIRECT LABOR | Active | Rotating Equipment | Mixers & Agitators |  |  |  |  | 5000 | Equipment | 55530050000L | Summary of Top-Entry Agitators labor costs.
55 | 0 | 5 | 30 | 05 | 05 | 00 | L | Top-Entry Agitators - Light Duty (1-5 HP) | 555-30-0505-00-L | EA | NO | YES | Tagged | 2010 | DIRECT LABOR | Active | Rotating Equipment | Mixers & Agitators |  |  |  |  | 5000 | Equipment | 55530050500L | Direct field labor for Top-Entry Agitators - Light Duty (1-5 HP). | add sizes
55 | 0 | 5 | 30 | 05 | 10 | 00 | L | Top-Entry Agitators - Medium Duty (5-20 HP) | 555-30-0510-00-L | EA | NO | YES | Tagged | 2010 | DIRECT LABOR | Active | Rotating Equipment | Mixers & Agitators |  |  |  |  | 5000 | Equipment | 55530051000L | Direct field labor for Top-Entry Agitators - Medium Duty (5-20 HP). | add sizes
55 | 0 | 5 | 30 | 05 | 15 | 00 | L | Top-Entry Agitators - Heavy Duty (20-75 HP) | 555-30-0515-00-L | EA | NO | YES | Tagged | 2010 | DIRECT LABOR | Active | Rotating Equipment | Mixers & Agitators |  |  |  |  | 5000 | Equipment | 55530051500L | Direct field labor for Top-Entry Agitators - Heavy Duty (20-75 HP). | add sizes
55 | 0 | 5 | 30 | 05 | 20 | 00 | L | Top-Entry Agitators - Large Duty (75-200 HP) | 555-30-0520-00-L | EA | NO | YES | Tagged | 2010 | DIRECT LABOR | Active | Rotating Equipment | Mixers & Agitators |  |  |  |  | 5000 | Equipment | 55530052000L | Direct field labor for Top-Entry Agitators - Large Duty (75-200 HP). | add sizes
55 | 0 | 5 | 30 | 10 | 00 | 00 | L | Side-Entry Agitators | 555-30-1000-00-L | EA | NO | YES | Tagged | 2010 | DIRECT LABOR | Active | Rotating Equipment | Mixers & Agitators |  |  |  |  | 5000 | Equipment | 55530100000L | Summary of Side-Entry Agitators labor costs.
55 | 0 | 5 | 30 | 10 | 05 | 00 | L | Side-Entry Agitators - Light Duty (1-5 HP) | 555-30-1005-00-L | EA | NO | YES | Tagged | 2010 | DIRECT LABOR | Active | Rotating Equipment | Mixers & Agitators |  |  |  |  | 5000 | Equipment | 55530100500L | Direct field labor for Side-Entry Agitators - Light Duty (1-5 HP).
55 | 0 | 5 | 30 | 10 | 10 | 00 | L | Side-Entry Agitators - Medium Duty (5-20 HP) | 555-30-1010-00-L | EA | NO | YES | Tagged | 2010 | DIRECT LABOR | Active | Rotating Equipment | Mixers & Agitators |  |  |  |  | 5000 | Equipment | 55530101000L | Direct field labor for Side-Entry Agitators - Medium Duty (5-20 HP).
55 | 0 | 5 | 30 | 10 | 15 | 00 | L | Side-Entry Agitators - Heavy Duty (20-75 HP) | 555-30-1015-00-L | EA | NO | YES | Tagged | 2010 | DIRECT LABOR | Active | Rotating Equipment | Mixers & Agitators |  |  |  |  | 5000 | Equipment | 55530101500L | Direct field labor for Side-Entry Agitators - Heavy Duty (20-75 HP).
55 | 0 | 5 | 30 | 10 | 20 | 00 | L | Side-Entry Agitators - Large Duty (75-200 HP) | 555-30-1020-00-L | EA | NO | YES | Tagged | 2010 | DIRECT LABOR | Active | Rotating Equipment | Mixers & Agitators |  |  |  |  | 5000 | Equipment | 55530102000L | Direct field labor for Side-Entry Agitators - Large Duty (75-200 HP).
55 | 0 | 5 | 30 | 15 | 00 | 00 | L | Portable Mixers | 555-30-1500-00-L | EA | NO | YES | Tagged | 2010 | DIRECT LABOR | Active | Rotating Equipment | Mixers & Agitators |  |  |  |  | 5000 | Equipment | 55530150000L | Summary of Portable Mixers labor costs.
55 | 0 | 5 | 30 | 15 | 05 | 00 | L | Portable Mixers - Light Duty (1-5 HP) | 555-30-1505-00-L | EA | NO | YES | Tagged | 2010 | DIRECT LABOR | Active | Rotating Equipment | Mixers & Agitators |  |  |  |  | 5000 | Equipment | 55530150500L | Direct field labor for Portable Mixers - Light Duty (1-5 HP).
55 | 0 | 5 | 30 | 15 | 10 | 00 | L | Portable Mixers - Medium Duty (5-20 HP) | 555-30-1510-00-L | EA | NO | YES | Tagged | 2010 | DIRECT LABOR | Active | Rotating Equipment | Mixers & Agitators |  |  |  |  | 5000 | Equipment | 55530151000L | Direct field labor for Portable Mixers - Medium Duty (5-20 HP).
55 | 0 | 5 | 30 | 15 | 15 | 00 | L | Portable Mixers - Heavy Duty (20-75 HP) | 555-30-1515-00-L | EA | NO | YES | Tagged | 2010 | DIRECT LABOR | Active | Rotating Equipment | Mixers & Agitators |  |  |  |  | 5000 | Equipment | 55530151500L | Direct field labor for Portable Mixers - Heavy Duty (20-75 HP).
55 | 0 | 5 | 30 | 15 | 20 | 00 | L | Portable Mixers - Large Duty (75-200 HP) | 555-30-1520-00-L | EA | NO | YES | Tagged | 2010 | DIRECT LABOR | Active | Rotating Equipment | Mixers & Agitators |  |  |  |  | 5000 | Equipment | 55530152000L | Direct field labor for Portable Mixers - Large Duty (75-200 HP).
56 | 0 | 0 | 00 | 00 | 00 | 00 | 0 | Fire Protection Equipment | 560-00-0000-00-0 | EA | YES | YES | Tagged | 2010 | DIRECT LABOR | Active | Fire Protection Equipment | Summary |  |  |  |  | 5000 | Equipment | 560000000000 | Top-level summary of all Fire Protection Equipment costs.
56 | 0 | 0 | 05 | 00 | 00 | 00 | L | Fire Protection - Packages | 560-05-0000-00-L | EA | YES | YES | Tagged | 2010 | DIRECT LABOR | Active | Fire Protection Equipment | Fire Protection - Packages |  |  |  |  | 5000 | Equipment | 56005000000L | Summary of Fire Protection - Packages labor costs.
56 | 0 | 0 | 05 | 10 | 00 | 00 | L | Containerized Fire Pump Houses - Packaged | 560-05-1000-00-L | EA | NO | YES | Tagged | 2010 | DIRECT LABOR | Active | Fire Protection Equipment | Fire Protection - Packages |  |  |  |  | 5000 | Equipment | 56005100000L | Summary of Containerized Fire Pump Houses - Packaged labor costs.
56 | 0 | 0 | 05 | 10 | 05 | 00 | L | Small (<10 tons) | 560-05-1005-00-L | EA | NO | YES | Tagged | 2010 | DIRECT LABOR | Active | Fire Protection Equipment | Fire Protection - Packages |  |  |  |  | 5000 | Equipment | 56005100500L | Direct field labor for Small (<10 tons).
56 | 5 | 0 | 05 | 10 | 10 | 00 | L | Medium (10–25 tons) | 560-05-1010-00-L | EA | NO | YES | Tagged | 2010 | DIRECT LABOR | Active | Fire Protection Equipment | Fire Protection - Packages |  |  |  |  | 5000 | Equipment | 56005101000L | Direct field labor for Medium (10–25 tons).
56 | 5 | 0 | 05 | 10 | 15 | 00 | L | Large (25–50 tons) | 560-05-1015-00-L | EA | NO | YES | Tagged | 2010 | DIRECT LABOR | Active | Fire Protection Equipment | Fire Protection - Packages |  |  |  |  | 5000 | Equipment | 56005101500L | Direct field labor for Large (25–50 tons).
56 | 5 | 0 | 05 | 10 | 20 | 00 | L | Mega (>50 tons) | 560-05-1020-00-L | EA | NO | YES | Tagged | 2010 | DIRECT LABOR | Active | Fire Protection Equipment | Fire Protection - Packages |  |  |  |  | 5000 | Equipment | 56005102000L | Direct field labor for Mega (>50 tons).
56 | 5 | 0 | 05 | 15 | 00 | 00 | L | Fire Pump Packages – Packaged | 560-05-1500-00-L | EA | NO | YES | Tagged | 2010 | DIRECT LABOR | Active | Fire Protection Equipment | Fire Protection - Packages |  |  |  |  | 5000 | Equipment | 56005150000L | Summary of Fire Pump Packages – Packaged labor costs.
56 | 5 | 0 | 05 | 15 | 05 | 00 | L | Horizontal Split‑Case Fire Pump | 560-05-1505-00-L | EA | NO | YES | Tagged | 2010 | DIRECT LABOR | Active | Fire Protection Equipment | Fire Protection - Packages |  |  |  |  | 5000 | Equipment | 56005150500L | Direct field labor for Horizontal Split‑Case Fire Pump.
56 | 5 | 0 | 05 | 15 | 10 | 00 | L | Vertical Turbine Fire Pump | 560-05-1510-00-L | EA | NO | YES | Tagged | 2010 | DIRECT LABOR | Active | Fire Protection Equipment | Fire Protection - Packages |  |  |  |  | 5000 | Equipment | 56005151000L | Direct field labor for Vertical Turbine Fire Pump.
56 | 5 | 0 | 05 | 15 | 15 | 00 | L | End‑Suction Fire Pump | 560-05-1515-00-L | EA | NO | YES | Tagged | 2010 | DIRECT LABOR | Active | Fire Protection Equipment | Fire Protection - Packages |  |  |  |  | 5000 | Equipment | 56005151500L | Direct field labor for End‑Suction Fire Pump.
56 | 5 | 0 | 05 | 15 | 20 | 00 | L | In‑Line Fire Pump | 560-05-1520-00-L | EA | NO | YES | Tagged | 2010 | DIRECT LABOR | Active | Fire Protection Equipment | Fire Protection - Packages |  |  |  |  | 5000 | Equipment | 56005152000L | Direct field labor for In‑Line Fire Pump.
56 | 5 | 0 | 05 | 20 | 00 | 00 | L | Foam Fire Protection Equipment – Packaged | 560-05-2000-00-L | EA | NO | YES | Tagged | 2010 | DIRECT LABOR | Active | Fire Protection Equipment | Fire Protection - Packages |  |  |  |  | 5000 | Equipment | 56005200000L | Summary of Foam Fire Protection Equipment – Packaged labor costs.
56 | 5 | 0 | 05 | 20 | 05 | 00 | L | Foam Proportioning Systems | 560-05-2005-00-L | EA | NO | YES | Tagged | 2010 | DIRECT LABOR | Active | Fire Protection Equipment | Fire Protection - Packages |  |  |  |  | 5000 | Equipment | 56005200500L | Direct field labor for Foam Proportioning Systems.
56 | 5 | 0 | 05 | 20 | 10 | 00 | L | Foam Bladder Tanks | 560-05-2010-00-L | EA | NO | YES | Tagged | 2010 | DIRECT LABOR | Active | Fire Protection Equipment | Fire Protection - Packages |  |  |  |  | 5000 | Equipment | 56005201000L | Direct field labor for Foam Bladder Tanks.
56 | 5 | 0 | 05 | 20 | 15 | 00 | L | Foam System Skids | 560-05-2015-00-L | EA | NO | YES | Tagged | 2010 | DIRECT LABOR | Active | Fire Protection Equipment | Fire Protection - Packages |  |  |  |  | 5000 | Equipment | 56005201500L | Direct field labor for Foam System Skids.
56 | 5 | 0 | 10 | 00 | 00 | 00 | 0 | Fire Protection - Field Erected | 560-10-0000-00-0 | EA | NO | YES | Tagged | 2010 | DIRECT LABOR | Active | Fire Protection Equipment | Fire Protection - Field Erected |  |  |  |  | 5000 | Equipment | 560100000000 | Summary of Fire Protection - Field Erected costs.
56 | 5 | 0 | 10 | 05 | 00 | 00 | 0 | Fire Pump Drivers – Mechanical Scope | 560-10-0500-00-0 | EA | NO | YES | Tagged | 2010 | DIRECT LABOR | Active | Fire Protection Equipment | Fire Protection - Field Erected |  |  |  |  | 5000 | Equipment | 560100500000 | Summary of Fire Pump Drivers – Mechanical Scope costs.
56 | 5 | 0 | 10 | 05 | 10 | 00 | L | Diesel Engine Driver | 560-10-0510-00-L | EA | NO | YES | Tagged | 2010 | DIRECT LABOR | Active | Fire Protection Equipment | Fire Protection - Field Erected |  |  |  |  | 5000 | Equipment | 56010051000L | Direct field labor for Diesel Engine Driver.
56 | 5 | 0 | 10 | 05 | 20 | 00 | L | Electric Motor Driver | 560-10-0520-00-L | EA | NO | YES | Tagged | 2010 | DIRECT LABOR | Active | Fire Protection Equipment | Fire Protection - Field Erected |  |  |  |  | 5000 | Equipment | 56010052000L | Direct field labor for Electric Motor Driver.
56 | 5 | 0 | 10 | 05 | 30 | 00 | L | Jockey / Pressure Maintenance Pumps – Packaged | 560-10-0530-00-L | EA | NO | YES | Tagged | 2010 | DIRECT LABOR | Active | Fire Protection Equipment | Fire Protection - Field Erected |  |  |  |  | 5000 | Equipment | 56010053000L | Direct field labor for Jockey / Pressure Maintenance Pumps – Packaged.
56 | 5 | 0 | 10 | 10 | 00 | 00 | 0 | Fire Protection - Field Erected - Clean Agent & CO₂ Systems – Mechanical Only | 560-10-1000-00-0 | EA | NO | YES | Tagged | 2010 | DIRECT LABOR | Active | Fire Protection Equipment | Fire Protection - Field Erected |  |  |  |  | 5000 | Equipment | 560101000000 | Summary of Fire Protection - Field Erected - Clean Agent & CO₂ Systems – Mechanical Only costs.
56 | 5 | 0 | 10 | 10 | 40 | 00 | L | Clean Agent & CO₂ Systems – Mechanical Only | 560-10-1040-00-L | EA | NO | YES | Tagged | 2010 | DIRECT LABOR | Active | Fire Protection Equipment | Fire Protection - Field Erected |  |  |  |  | 5000 | Equipment | 56010104000L | Direct field labor for Clean Agent & CO₂ Systems – Mechanical Only.
56 | 5 | 5 | 00 | 00 | 00 | 00 | 0 | Water & Waste Water Treatment | 565-00-0000-00-0 | EA | YES | YES | Tagged | 2010 | DIRECT LABOR | Active | Water & Waste Water Treatment | Summary |  |  |  |  | 5000 | Equipment | 565000000000 | Top-level summary of all Water & Waste Water Treatment costs.
56 | 5 | 5 | 10 | 00 | 00 | 00 | L | WT: Water Treatment (intake & screening) | 565-10-0000-00-L | EA | NO | YES | Tagged | 2010 | DIRECT LABOR | Active | Water & Waste Water Treatment | WT: Water Treatment (intake & screening) |  |  |  |  | 5000 | Equipment | 56510000000L | Summary of WT: Water Treatment (intake & screening) labor costs.
56 | 5 | 5 | 10 | 05 | 00 | 00 | L | Intake, Screening & Pre‑Treatment – Packaged | 565-10-0500-00-L | EA | NO | YES | Tagged | 2010 | DIRECT LABOR | Active | Water & Waste Water Treatment | WT: Water Treatment (intake & screening) |  |  |  |  | 5000 | Equipment | 56510050000L | Summary of Intake, Screening & Pre‑Treatment – Packaged labor costs.
56 | 5 | 5 | 10 | 05 | 05 | 00 | L | Intake Screens | 565-10-0505-00-L | EA | NO | YES | Tagged | 2010 | DIRECT LABOR | Active | Water & Waste Water Treatment | WT: Water Treatment (intake & screening) |  |  |  |  | 5000 | Equipment | 56510050500L | Direct field labor for Intake Screens.
56 | 5 | 5 | 10 | 05 | 10 | 00 | L | Grit Removal / Desanders | 565-10-0510-00-L | EA | NO | YES | Tagged | 2010 | DIRECT LABOR | Active | Water & Waste Water Treatment | WT: Water Treatment (intake & screening) |  |  |  |  | 5000 | Equipment | 56510051000L | Direct field labor for Grit Removal / Desanders.
56 | 5 | 5 | 10 | 05 | 15 | 00 | L | Strainers & Basket Filters | 565-10-0515-00-L | EA | NO | YES | Tagged | 2010 | DIRECT LABOR | Active | Water & Waste Water Treatment | WT: Water Treatment (intake & screening) |  |  |  |  | 5000 | Equipment | 56510051500L | Direct field labor for Strainers & Basket Filters.
56 | 5 | 5 | 10 | 10 | 00 | 00 | L | WT: Filtration Systems – Packaged | 565-10-1000-00-L | EA | NO | YES | Tagged | 2010 | DIRECT LABOR | Active | Water & Waste Water Treatment | WT: Water Treatment (intake & screening) |  |  |  |  | 5000 | Equipment | 56510100000L | Summary of WT: Filtration Systems – Packaged labor costs.
56 | 5 | 5 | 10 | 10 | 05 | 00 | L | Multimedia / Sand Filters (Pressure) | 565-10-1005-00-L | EA | NO | YES | Tagged | 2010 | DIRECT LABOR | Active | Water & Waste Water Treatment | WT: Water Treatment (intake & screening) |  |  |  |  | 5000 | Equipment | 56510100500L | Direct field labor for Multimedia / Sand Filters (Pressure).
56 | 5 | 5 | 10 | 10 | 10 | 00 | L | Gravity Filters (Dual/Triple Media) | 565-10-1010-00-L | EA | NO | YES | Tagged | 2010 | DIRECT LABOR | Active | Water & Waste Water Treatment | WT: Water Treatment (intake & screening) |  |  |  |  | 5000 | Equipment | 56510101000L | Direct field labor for Gravity Filters (Dual/Triple Media).
56 | 5 | 5 | 10 | 10 | 15 | 00 | L | Cartridge / Bag Filters | 565-10-1015-00-L | EA | NO | YES | Tagged | 2010 | DIRECT LABOR | Active | Water & Waste Water Treatment | WT: Water Treatment (intake & screening) |  |  |  |  | 5000 | Equipment | 56510101500L | Direct field labor for Cartridge / Bag Filters.
56 | 5 | 5 | 10 | 10 | 20 | 00 | L | Activated Carbon Filters (GAC) | 565-10-1020-00-L | EA | NO | YES | Tagged | 2010 | DIRECT LABOR | Active | Water & Waste Water Treatment | WT: Water Treatment (intake & screening) |  |  |  |  | 5000 | Equipment | 56510102000L | Direct field labor for Activated Carbon Filters (GAC).
56 | 5 | 5 | 10 | 15 | 00 | 00 | L | WT: Membrane Systems – Packaged | 565-10-1500-00-L | EA | NO | YES | Tagged | 2010 | DIRECT LABOR | Active | Water & Waste Water Treatment | WT: Water Treatment (intake & screening) |  |  |  |  | 5000 | Equipment | 56510150000L | Summary of WT: Membrane Systems – Packaged labor costs.
56 | 5 | 5 | 10 | 15 | 05 | 00 | L | Microfiltration / Ultrafiltration (MF/UF) | 565-10-1505-00-L | EA | NO | YES | Tagged | 2010 | DIRECT LABOR | Active | Water & Waste Water Treatment | WT: Water Treatment (intake & screening) |  |  |  |  | 5000 | Equipment | 56510150500L | Direct field labor for Microfiltration / Ultrafiltration (MF/UF).
56 | 5 | 5 | 10 | 15 | 10 | 00 | L | Nanofiltration (NF) | 565-10-1510-00-L | EA | NO | YES | Tagged | 2010 | DIRECT LABOR | Active | Water & Waste Water Treatment | WT: Water Treatment (intake & screening) |  |  |  |  | 5000 | Equipment | 56510151000L | Direct field labor for Nanofiltration (NF).
56 | 5 | 5 | 10 | 15 | 15 | 00 | L | Reverse Osmosis (RO) | 565-10-1515-00-L | EA | NO | YES | Tagged | 2010 | DIRECT LABOR | Active | Water & Waste Water Treatment | WT: Water Treatment (intake & screening) |  |  |  |  | 5000 | Equipment | 56510151500L | Direct field labor for Reverse Osmosis (RO).
56 | 5 | 5 | 10 | 20 | 00 | 00 | L | WT: Ion Exchange & Demineralization – Packaged | 565-10-2000-00-L | EA | NO | YES | Tagged | 2010 | DIRECT LABOR | Active | Water & Waste Water Treatment | WT: Water Treatment (intake & screening) |  |  |  |  | 5000 | Equipment | 56510200000L | Summary of WT: Ion Exchange & Demineralization – Packaged labor costs.
56 | 5 | 5 | 10 | 20 | 05 | 00 | L | Water Softeners (IX) | 565-10-2005-00-L | EA | NO | YES | Tagged | 2010 | DIRECT LABOR | Active | Water & Waste Water Treatment | WT: Water Treatment (intake & screening) |  |  |  |  | 5000 | Equipment | 56510200500L | Direct field labor for Water Softeners (IX).
56 | 5 | 5 | 10 | 20 | 10 | 00 | L | Mixed‑Bed / Two‑Bed Demineralizers | 565-10-2010-00-L | EA | NO | YES | Tagged | 2010 | DIRECT LABOR | Active | Water & Waste Water Treatment | WT: Water Treatment (intake & screening) |  |  |  |  | 5000 | Equipment | 56510201000L | Direct field labor for Mixed‑Bed / Two‑Bed Demineralizers.
56 | 5 | 5 | 10 | 25 | 00 | 00 | L | WT: Chemical Treatment Systems – Packaged | 565-10-2500-00-L | EA | NO | YES | Tagged | 2010 | DIRECT LABOR | Active | Water & Waste Water Treatment | WT: Water Treatment (intake & screening) |  |  |  |  | 5000 | Equipment | 56510250000L | Summary of WT: Chemical Treatment Systems – Packaged labor costs.
56 | 5 | 5 | 10 | 25 | 05 | 00 | L | Chemical Storage Tanks (Mechanical) | 565-10-2505-00-L | EA | NO | YES | Tagged | 2010 | DIRECT LABOR | Active | Water & Waste Water Treatment | WT: Water Treatment (intake & screening) |  |  |  |  | 5000 | Equipment | 56510250500L | Direct field labor for Chemical Storage Tanks (Mechanical).
56 | 0 | 5 | 10 | 25 | 10 | 00 | L | Chemical Dosing Skids | 565-10-2510-00-L | EA | NO | YES | Tagged | 2010 | DIRECT LABOR | Active | Water & Waste Water Treatment | WT: Water Treatment (intake & screening) |  |  |  |  | 5000 | Equipment | 56510251000L | Direct field labor for Chemical Dosing Skids.
56 | 0 | 5 | 10 | 25 | 15 | 00 | L | pH Adjustment Systems | 565-10-2515-00-L | EA | NO | YES | Tagged | 2010 | DIRECT LABOR | Active | Water & Waste Water Treatment | WT: Water Treatment (intake & screening) |  |  |  |  | 5000 | Equipment | 56510251500L | Direct field labor for pH Adjustment Systems.
56 | 0 | 5 | 10 | 25 | 20 | 00 | L | Disinfection Systems (Mechanical) | 565-10-2520-00-L | EA | NO | YES | Tagged | 2010 | DIRECT LABOR | Active | Water & Waste Water Treatment | WT: Water Treatment (intake & screening) |  |  |  |  | 5000 | Equipment | 56510252000L | Direct field labor for Disinfection Systems (Mechanical).
56 | 0 | 5 | 20 | 00 | 00 | 00 | L | Coagulation / Flocculation Mixers | 565-20-0000-00-L | EA | NO | YES | Tagged | 2010 | DIRECT LABOR | Active | Water & Waste Water Treatment | Coagulation / Flocculation Mixers |  |  |  |  | 5000 | Equipment | 56520000000L | Summary of Coagulation / Flocculation Mixers labor costs.
56 | 0 | 5 | 20 | 05 | 00 | 00 | L | Coagulation / Flocculation Mixers - Packaged | 565-20-0500-00-L | EA | NO | YES | Tagged | 2010 | DIRECT LABOR | Active | Water & Waste Water Treatment | Coagulation / Flocculation Mixers |  |  |  |  | 5000 | Equipment | 56520050000L | Summary of Coagulation / Flocculation Mixers - Packaged labor costs.
56 | 0 | 5 | 20 | 05 | 05 | 00 | L | Coagulation / Flocculation Mixers - Packaged - Coagulation / Flocculation Mixers – Packaged | 565-20-0505-00-L | EA | NO | YES | Tagged | 2010 | DIRECT LABOR | Active | Water & Waste Water Treatment | Coagulation / Flocculation Mixers |  |  |  |  | 5000 | Equipment | 56520050500L | Direct field labor for Coagulation / Flocculation Mixers - Packaged - Coagulation / Flocculation Mixers – Packaged.
56 | 0 | 5 | 20 | 05 | 10 | 00 | L | Clarification & Separation – Packaged | 565-20-0510-00-L | EA | NO | YES | Tagged | 2010 | DIRECT LABOR | Active | Water & Waste Water Treatment | Coagulation / Flocculation Mixers |  |  |  |  | 5000 | Equipment | 56520051000L | Direct field labor for Clarification & Separation – Packaged.
56 | 0 | 5 | 20 | 05 | 15 | 00 | L | Clarifiers – Packaged | 565-20-0515-00-L | EA | NO | YES | Tagged | 2010 | DIRECT LABOR | Active | Water & Waste Water Treatment | Coagulation / Flocculation Mixers |  |  |  |  | 5000 | Equipment | 56520051500L | Direct field labor for Clarifiers – Packaged.
56 | 0 | 5 | 20 | 10 | 00 | 00 | L | Coagulation / Flocculation Mixers – Field Assembled | 565-20-1000-00-L | EA | NO | YES | Tagged | 2010 | DIRECT LABOR | Active | Water & Waste Water Treatment | Coagulation / Flocculation Mixers |  |  |  |  | 5000 | Equipment | 56520100000L | Summary of Coagulation / Flocculation Mixers – Field Assembled labor costs.
56 | 0 | 5 | 20 | 10 | 05 | 00 | L | Clarifiers – Field‑Assembled | 565-20-1005-00-L | EA | NO | YES | Tagged | 2010 | DIRECT LABOR | Active | Water & Waste Water Treatment | Coagulation / Flocculation Mixers |  |  |  |  | 5000 | Equipment | 56520100500L | Direct field labor for Clarifiers – Field‑Assembled.
56 | 0 | 5 | 20 | 15 | 00 | 00 | L | Coagulation / Flocculation Mixers - Dissolved Air Flotation (DAF) Units | 565-20-1500-00-L | EA | NO | YES | Tagged | 2010 | DIRECT LABOR | Active | Water & Waste Water Treatment | Coagulation / Flocculation Mixers |  |  |  |  | 5000 | Equipment | 56520150000L | Summary of Coagulation / Flocculation Mixers - Dissolved Air Flotation (DAF) Units labor costs.
56 | 0 | 5 | 20 | 15 | 05 | 00 | L | Dissolved Air Flotation (DAF) Units | 565-20-1505-00-L | EA | NO | YES | Tagged | 2010 | DIRECT LABOR | Active | Water & Waste Water Treatment | Coagulation / Flocculation Mixers |  |  |  |  | 5000 | Equipment | 56520150500L | Direct field labor for Dissolved Air Flotation (DAF) Units.
56 | 0 | 5 | 20 | 15 | 10 | 00 | L | Lamella / Tube Settlers | 565-20-1510-00-L | EA | NO | YES | Tagged | 2010 | DIRECT LABOR | Active | Water & Waste Water Treatment | Coagulation / Flocculation Mixers |  |  |  |  | 5000 | Equipment | 56520151000L | Direct field labor for Lamella / Tube Settlers.
56 | 0 | 5 | 30 | 00 | 00 | 00 | L | WT: Sludge & Solids Handling – Packaged / Field‑Assembled | 565-30-0000-00-L | EA | NO | YES | Tagged | 2010 | DIRECT LABOR | Active | Water & Waste Water Treatment | WT: Sludge & Solids Handling – Packaged / Field‑Assembled |  |  |  |  | 5000 | Equipment | 56530000000L | Summary of WT: Sludge & Solids Handling – Packaged / Field‑Assembled labor costs.
56 | 0 | 5 | 30 | 05 | 00 | 00 | L | Thickeners (Gravity/DAF) | 565-30-0500-00-L | EA | NO | YES | Tagged | 2010 | DIRECT LABOR | Active | Water & Waste Water Treatment | WT: Sludge & Solids Handling – Packaged / Field‑Assembled |  |  |  |  | 5000 | Equipment | 56530050000L | Direct field labor for Thickeners (Gravity/DAF).
56 | 0 | 5 | 30 | 10 | 00 | 00 | L | Belt Filter Presses | 565-30-1000-00-L | EA | NO | YES | Tagged | 2010 | DIRECT LABOR | Active | Water & Waste Water Treatment | WT: Sludge & Solids Handling – Packaged / Field‑Assembled |  |  |  |  | 5000 | Equipment | 56530100000L | Direct field labor for Belt Filter Presses.
56 | 0 | 5 | 30 | 15 | 00 | 00 | L | Centrifuges (Dewatering) | 565-30-1500-00-L | EA | NO | YES | Tagged | 2010 | DIRECT LABOR | Active | Water & Waste Water Treatment | WT: Sludge & Solids Handling – Packaged / Field‑Assembled |  |  |  |  | 5000 | Equipment | 56530150000L | Direct field labor for Centrifuges (Dewatering).
56 | 0 | 5 | 30 | 20 | 00 | 00 | L | Screw Presses | 565-30-2000-00-L | EA | NO | YES | Tagged | 2010 | DIRECT LABOR | Active | Water & Waste Water Treatment | WT: Sludge & Solids Handling – Packaged / Field‑Assembled |  |  |  |  | 5000 | Equipment | 56530200000L | Direct field labor for Screw Presses.
56 | 0 | 5 | 30 | 25 | 00 | 00 | L | Sludge Pumps / Conveyors | 565-30-2500-00-L | EA | NO | YES | Tagged | 2010 | DIRECT LABOR | Active | Water & Waste Water Treatment | WT: Sludge & Solids Handling – Packaged / Field‑Assembled |  |  |  |  | 5000 | Equipment | 56530250000L | Direct field labor for Sludge Pumps / Conveyors.
57 | 0 | 0 | 00 | 00 | 00 | 00 | 0 | Chillers & Refrigeration | 570-00-0000-00-0 | EA | YES | YES | Tagged | 2010 | DIRECT LABOR | Active | Chillers & Refrigeration | Summary |  |  |  |  | 5000 | Equipment | 570000000000 | Top-level summary of all Chillers & Refrigeration costs.
57 | 0 | 0 | 05 | 00 | 00 | 00 | L | Chillers | 570-05-0000-00-L | EA | YES | YES | Tagged | 2010 | DIRECT LABOR | Active | Chillers & Refrigeration | Chillers |  |  |  |  | 5000 | Equipment | 57005000000L | Summary of Chillers labor costs.
57 | 0 | 0 | 05 | 05 | 00 | 00 | L | Chillers – Packaged | 570-05-0500-00-L | EA | NO | YES | Tagged | 2010 | DIRECT LABOR | Active | Chillers & Refrigeration | Chillers |  |  |  |  | 5000 | Equipment | 57005050000L | Summary of Chillers – Packaged labor costs.
57 | 0 | 0 | 05 | 05 | 05 | 00 | L | Chillers – Packaged - Small (<100 tons) | 570-05-0505-00-L | EA | NO | YES | Tagged | 2010 | DIRECT LABOR | Active | Chillers & Refrigeration | Chillers |  |  |  |  | 5000 | Equipment | 57005050500L | Direct field labor for Chillers – Packaged - Small (<100 tons).
57 | 0 | 0 | 05 | 05 | 10 | 00 | L | Chillers – Packaged - Medium (100–500 tons) | 570-05-0510-00-L | EA | NO | YES | Tagged | 2010 | DIRECT LABOR | Active | Chillers & Refrigeration | Chillers |  |  |  |  | 5000 | Equipment | 57005051000L | Direct field labor for Chillers – Packaged - Medium (100–500 tons).
57 | 0 | 0 | 05 | 05 | 20 | 00 | L | Chillers – Packaged - Large (500–1500 tons) | 570-05-0520-00-L | EA | NO | YES | Tagged | 2010 | DIRECT LABOR | Active | Chillers & Refrigeration | Chillers |  |  |  |  | 5000 | Equipment | 57005052000L | Direct field labor for Chillers – Packaged - Large (500–1500 tons).
57 | 0 | 0 | 05 | 05 | 25 | 00 | L | Chillers – Packaged - Mega (>1500 tons) | 570-05-0525-00-L | EA | NO | YES | Tagged | 2010 | DIRECT LABOR | Active | Chillers & Refrigeration | Chillers |  |  |  |  | 5000 | Equipment | 57005052500L | Direct field labor for Chillers – Packaged - Mega (>1500 tons).
57 | 0 | 0 | 10 | 00 | 00 | 00 | L | Refrigeration Compressors | 570-10-0000-00-L | EA | YES | YES | Tagged | 2010 | DIRECT LABOR | Active | Chillers & Refrigeration | Refrigeration Compressors |  |  |  |  | 5000 | Equipment | 57010000000L | Summary of Refrigeration Compressors labor costs.
57 | 0 | 0 | 10 | 05 | 00 | 00 | L | Refrigeration Compressors – Packaged | 570-10-0500-00-L | EA | NO | YES | Tagged | 2010 | DIRECT LABOR | Active | Chillers & Refrigeration | Refrigeration Compressors |  |  |  |  | 5000 | Equipment | 57010050000L | Summary of Refrigeration Compressors – Packaged labor costs.
57 | 0 | 0 | 10 | 05 | 05 | 00 | L | Small (<100 tons) | 570-10-0505-00-L | EA | NO | YES | Tagged | 2010 | DIRECT LABOR | Active | Chillers & Refrigeration | Refrigeration Compressors |  |  |  |  | 5000 | Equipment | 57010050500L | Direct field labor for Small (<100 tons).
57 | 0 | 0 | 10 | 05 | 10 | 00 | L | Medium (100–500 tons) | 570-10-0510-00-L | EA | NO | YES | Tagged | 2010 | DIRECT LABOR | Active | Chillers & Refrigeration | Refrigeration Compressors |  |  |  |  | 5000 | Equipment | 57010051000L | Direct field labor for Medium (100–500 tons).
57 | 0 | 0 | 10 | 05 | 15 | 00 | L | Large (500–1500 tons) | 570-10-0515-00-L | EA | NO | YES | Tagged | 2010 | DIRECT LABOR | Active | Chillers & Refrigeration | Refrigeration Compressors |  |  |  |  | 5000 | Equipment | 57010051500L | Direct field labor for Large (500–1500 tons).
57 | 0 | 0 | 10 | 05 | 20 | 00 | L | Mega (>1500 tons) | 570-10-0520-00-L | EA | NO | YES | Tagged | 2010 | DIRECT LABOR | Active | Chillers & Refrigeration | Refrigeration Compressors |  |  |  |  | 5000 | Equipment | 57010052000L | Direct field labor for Mega (>1500 tons).
57 | 0 | 0 | 10 | 10 | 00 | 00 | L | Refrigeration Compressors - Refrigeration Compressors – Field-Installed | 570-10-1000-00-L | EA | NO | YES | Tagged | 2010 | DIRECT LABOR | Active | Chillers & Refrigeration | Refrigeration Compressors |  |  |  |  | 5000 | Equipment | 57010100000L | Summary of Refrigeration Compressors - Refrigeration Compressors – Field-Installed labor costs.
57 | 0 | 0 | 10 | 10 | 05 | 00 | L | Refrigeration Compressors – Field-Installed | 570-10-1005-00-L | EA | NO | YES | Tagged | 2010 | DIRECT LABOR | Active | Chillers & Refrigeration | Refrigeration Compressors |  |  |  |  | 5000 | Equipment | 57010100500L | Direct field labor for Refrigeration Compressors – Field-Installed.
57 | 0 | 0 | 10 | 10 | 10 | 00 | L | Compressor Unit | 570-10-1010-00-L | EA | NO | YES | Tagged | 2010 | DIRECT LABOR | Active | Chillers & Refrigeration | Refrigeration Compressors |  |  |  |  | 5000 | Equipment | 57010101000L | Direct field labor for Compressor Unit.
57 | 0 | 0 | 10 | 10 | 15 | 00 | L | Baseplates / Inertia Bases | 570-10-1015-00-L | EA | NO | YES | Tagged | 2010 | DIRECT LABOR | Active | Chillers & Refrigeration | Refrigeration Compressors |  |  |  |  | 5000 | Equipment | 57010101500L | Direct field labor for Baseplates / Inertia Bases.
57 | 0 | 0 | 10 | 10 | 20 | 00 | L | Mechanical Alignment & Setting | 570-10-1020-00-L | EA | NO | YES | Tagged | 2010 | DIRECT LABOR | Active | Chillers & Refrigeration | Refrigeration Compressors |  |  |  |  | 5000 | Equipment | 57010102000L | Direct field labor for Mechanical Alignment & Setting.
57 | 5 | 0 | 20 | 00 | 00 | 00 | L | Refrigerant Evaporators & Condensers | 570-20-0000-00-L | EA | YES | YES | Tagged | 2010 | DIRECT LABOR | Active | Chillers & Refrigeration | Refrigerant Evaporators & Condensers |  |  |  |  | 5000 | Equipment | 57020000000L | Summary of Refrigerant Evaporators & Condensers labor costs.
57 | 5 | 0 | 20 | 05 | 00 | 00 | L | Refrigerant Evaporators – Packaged | 570-20-0500-00-L | EA | NO | YES | Tagged | 2010 | DIRECT LABOR | Active | Chillers & Refrigeration | Refrigerant Evaporators & Condensers |  |  |  |  | 5000 | Equipment | 57020050000L | Summary of Refrigerant Evaporators – Packaged labor costs.
57 | 5 | 0 | 20 | 05 | 05 | 00 | L | Refrigerant Evaporators – Packaged - Small (<100 tons) | 570-20-0505-00-L | EA | NO | YES | Tagged | 2010 | DIRECT LABOR | Active | Chillers & Refrigeration | Refrigerant Evaporators & Condensers |  |  |  |  | 5000 | Equipment | 57020050500L | Direct field labor for Refrigerant Evaporators – Packaged - Small (<100 tons).
57 | 5 | 0 | 20 | 05 | 10 | 00 | L | Refrigerant Evaporators – Packaged - Medium (100–500 tons) | 570-20-0510-00-L | EA | NO | YES | Tagged | 2010 | DIRECT LABOR | Active | Chillers & Refrigeration | Refrigerant Evaporators & Condensers |  |  |  |  | 5000 | Equipment | 57020051000L | Direct field labor for Refrigerant Evaporators – Packaged - Medium (100–500 tons).
57 | 5 | 0 | 20 | 05 | 15 | 00 | L | Refrigerant Evaporators – Packaged - Large (>500 tons) | 570-20-0515-00-L | EA | NO | YES | Tagged | 2010 | DIRECT LABOR | Active | Chillers & Refrigeration | Refrigerant Evaporators & Condensers |  |  |  |  | 5000 | Equipment | 57020051500L | Direct field labor for Refrigerant Evaporators – Packaged - Large (>500 tons).
57 | 5 | 0 | 20 | 10 | 00 | 00 | L | Refrigerant Condensers – Packaged | 570-20-1000-00-L | EA | NO | YES | Tagged | 2010 | DIRECT LABOR | Active | Chillers & Refrigeration | Refrigerant Evaporators & Condensers |  |  |  |  | 5000 | Equipment | 57020100000L | Summary of Refrigerant Condensers – Packaged labor costs.
57 | 5 | 0 | 20 | 10 | 05 | 00 | L | Air-Cooled Condenser (Packaged) | 570-20-1005-00-L | EA | NO | YES | Tagged | 2010 | DIRECT LABOR | Active | Chillers & Refrigeration | Refrigerant Evaporators & Condensers |  |  |  |  | 5000 | Equipment | 57020100500L | Direct field labor for Air-Cooled Condenser (Packaged).
57 | 5 | 0 | 20 | 10 | 10 | 00 | L | Evaporative Condenser (Packaged) | 570-20-1010-00-L | EA | NO | YES | Tagged | 2010 | DIRECT LABOR | Active | Chillers & Refrigeration | Refrigerant Evaporators & Condensers |  |  |  |  | 5000 | Equipment | 57020101000L | Direct field labor for Evaporative Condenser (Packaged).
57 | 5 | 0 | 20 | 10 | 15 | 00 | L | Shell & Tube Condenser (Packaged) | 570-20-1015-00-L | EA | NO | YES | Tagged | 2010 | DIRECT LABOR | Active | Chillers & Refrigeration | Refrigerant Evaporators & Condensers |  |  |  |  | 5000 | Equipment | 57020101500L | Direct field labor for Shell & Tube Condenser (Packaged).
57 | 5 | 0 | 25 | 00 | 00 | 00 | L | Refrigeration Systems | 570-25-0000-00-L | EA | YES | YES | Tagged | 2010 | DIRECT LABOR | Active | Chillers & Refrigeration | Refrigeration Systems |  |  |  |  | 5000 | Equipment | 57025000000L | Summary of Refrigeration Systems labor costs.
57 | 5 | 0 | 25 | 10 | 00 | 00 | L | Refrigeration Systems – Packaged | 570-25-1000-00-L | EA | NO | YES | Tagged | 2010 | DIRECT LABOR | Active | Chillers & Refrigeration | Refrigeration Systems |  |  |  |  | 5000 | Equipment | 57025100000L | Direct field labor for Refrigeration Systems – Packaged.
57 | 5 | 0 | 25 | 20 | 00 | 00 | L | Refrigeration Systems – Field-Assembled | 570-25-2000-00-L | EA | NO | YES | Tagged | 2010 | DIRECT LABOR | Active | Chillers & Refrigeration | Refrigeration Systems |  |  |  |  | 5000 | Equipment | 57025200000L | Summary of Refrigeration Systems – Field-Assembled labor costs.
57 | 5 | 0 | 25 | 20 | 10 | 00 | L | Compressor Racks / Units | 570-25-2010-00-L | TN | NO | YES | Tagged | 2010 | DIRECT LABOR | Active | Chillers & Refrigeration | Refrigeration Systems |  |  |  |  | 5000 | Equipment | 57025201000L | Direct field labor for Compressor Racks / Units.
57 | 5 | 0 | 25 | 20 | 15 | 00 | L | Condensers (Field-Installed) | 570-25-2015-00-L | EA | NO | YES | Tagged | 2010 | DIRECT LABOR | Active | Chillers & Refrigeration | Refrigeration Systems |  |  |  |  | 5000 | Equipment | 57025201500L | Direct field labor for Condensers (Field-Installed).
57 | 5 | 0 | 25 | 20 | 20 | 00 | L | Evaporators (Field-Installed) | 570-25-2020-00-L | EA | NO | YES | Tagged | 2010 | DIRECT LABOR | Active | Chillers & Refrigeration | Refrigeration Systems |  |  |  |  | 5000 | Equipment | 57025202000L | Direct field labor for Evaporators (Field-Installed).
57 | 5 | 0 | 25 | 20 | 25 | 00 | L | Oil Management Systems | 570-25-2025-00-L | EA | NO | YES | Tagged | 2010 | DIRECT LABOR | Active | Chillers & Refrigeration | Refrigeration Systems |  |  |  |  | 5000 | Equipment | 57025202500L | Direct field labor for Oil Management Systems.
57 | 5 | 0 | 25 | 20 | 30 | 00 | L | Control Valves & Mechanical Interfaces | 570-25-2030-00-L | EA | NO | YES | Tagged | 2010 | DIRECT LABOR | Active | Chillers & Refrigeration | Refrigeration Systems |  |  |  |  | 5000 | Equipment | 57025203000L | Direct field labor for Control Valves & Mechanical Interfaces.
57 | 5 | 0 | 25 | 20 | 35 | 00 | L | Structural Steel / Equipment Supports | 570-25-2035-00-L | TN | NO | YES | Tagged | 2010 | DIRECT LABOR | Active | Chillers & Refrigeration | Refrigeration Systems |  |  |  |  | 5000 | Equipment | 57025203500L | Direct field labor for Structural Steel / Equipment Supports.
57 | 5 | 0 | 25 | 20 | 40 | 00 | L | Interconnecting Piping & Headers | 570-25-2040-00-L | LF | NO | YES | Tagged | 2010 | DIRECT LABOR | Active | Chillers & Refrigeration | Refrigeration Systems |  |  |  |  | 5000 | Equipment | 57025204000L | Direct field labor for Interconnecting Piping & Headers.
57 | 5 | 5 | 00 | 00 | 00 | 00 | 0 | Material Handling Equipment | 575-00-0000-00-0 | EA | YES | YES | Tagged | 2010 | DIRECT LABOR | Active | Material Handling Equipment | Summary |  |  |  |  | 5000 | Equipment | 575000000000 | Top-level summary of all Material Handling Equipment costs.
57 | 5 | 5 | 05 | 00 | 00 | 00 | L | Belt Conveyors | 575-05-0000-00-L | EA | NO | YES | Tagged | 2010 | DIRECT LABOR | Active | Material Handling Equipment | Belt Conveyors |  |  |  |  | 5000 | Equipment | 57505000000L | Summary of Belt Conveyors labor costs.
57 | 5 | 5 | 05 | 05 | 00 | 00 | L | Small Belt Conveyor (≤24 in) | 575-05-0500-00-L | EA | NO | YES | Tagged | 2010 | DIRECT LABOR | Active | Material Handling Equipment | Belt Conveyors |  |  |  |  | 5000 | Equipment | 57505050000L | Direct field labor for Small Belt Conveyor (≤24 in).
57 | 5 | 5 | 05 | 10 | 00 | 00 | L | Medium Belt Conveyor (30–36 in) | 575-05-1000-00-L | EA | NO | YES | Tagged | 2010 | DIRECT LABOR | Active | Material Handling Equipment | Belt Conveyors |  |  |  |  | 5000 | Equipment | 57505100000L | Direct field labor for Medium Belt Conveyor (30–36 in).
57 | 5 | 5 | 05 | 15 | 00 | 00 | L | Large Belt Conveyor (42–48 in) | 575-05-1500-00-L | EA | NO | YES | Tagged | 2010 | DIRECT LABOR | Active | Material Handling Equipment | Belt Conveyors |  |  |  |  | 5000 | Equipment | 57505150000L | Direct field labor for Large Belt Conveyor (42–48 in).
57 | 5 | 5 | 05 | 20 | 00 | 00 | L | Extra-Large Belt Conveyor (54–60 in) | 575-05-2000-00-L | EA | NO | YES | Tagged | 2010 | DIRECT LABOR | Active | Material Handling Equipment | Belt Conveyors |  |  |  |  | 5000 | Equipment | 57505200000L | Direct field labor for Extra-Large Belt Conveyor (54–60 in).
57 | 5 | 5 | 05 | 25 | 00 | 00 | L | Mega Belt Conveyor (≥72 in) | 575-05-2500-00-L | EA | NO | YES | Tagged | 2010 | DIRECT LABOR | Active | Material Handling Equipment | Belt Conveyors |  |  |  |  | 5000 | Equipment | 57505250000L | Direct field labor for Mega Belt Conveyor (≥72 in).
57 | 5 | 5 | 08 | 00 | 00 | 00 | L | Screw Conveyors | 575-08-0000-00-L | EA | NO | YES | Tagged | 2010 | DIRECT LABOR | Active | Material Handling Equipment | Screw Conveyors |  |  |  |  | 5000 | Equipment | 57508000000L | Summary of Screw Conveyors labor costs.
57 | 5 | 5 | 08 | 10 | 00 | 00 | L | Small Screw Conveyor (≤6 in) | 575-08-1000-00-L | EA | NO | YES | Tagged | 2010 | DIRECT LABOR | Active | Material Handling Equipment | Screw Conveyors |  |  |  |  | 5000 | Equipment | 57508100000L | Direct field labor for Small Screw Conveyor (≤6 in).
57 | 5 | 5 | 08 | 15 | 00 | 00 | L | Medium Screw Conveyor (9–12 in) | 575-08-1500-00-L | EA | NO | YES | Tagged | 2010 | DIRECT LABOR | Active | Material Handling Equipment | Screw Conveyors |  |  |  |  | 5000 | Equipment | 57508150000L | Direct field labor for Medium Screw Conveyor (9–12 in).
57 | 5 | 5 | 08 | 20 | 00 | 00 | L | Large Screw Conveyor (14–18 in) | 575-08-2000-00-L | EA | NO | YES | Tagged | 2010 | DIRECT LABOR | Active | Material Handling Equipment | Screw Conveyors |  |  |  |  | 5000 | Equipment | 57508200000L | Direct field labor for Large Screw Conveyor (14–18 in).
57 | 5 | 5 | 08 | 25 | 00 | 00 | L | Extra-Large Screw Conveyor (20–24 in) | 575-08-2500-00-L | EA | NO | YES | Tagged | 2010 | DIRECT LABOR | Active | Material Handling Equipment | Screw Conveyors |  |  |  |  | 5000 | Equipment | 57508250000L | Direct field labor for Extra-Large Screw Conveyor (20–24 in).
57 | 5 | 5 | 08 | 30 | 00 | 00 | L | Mega Screw Conveyor (≥30 in) | 575-08-3000-00-L | EA | NO | YES | Tagged | 2010 | DIRECT LABOR | Active | Material Handling Equipment | Screw Conveyors |  |  |  |  | 5000 | Equipment | 57508300000L | Direct field labor for Mega Screw Conveyor (≥30 in).
57 | 5 | 5 | 10 | 00 | 00 | 00 | L | Drag Chain Conveyors | 575-10-0000-00-L | EA | NO | YES | Tagged | 2010 | DIRECT LABOR | Active | Material Handling Equipment | Drag Chain Conveyors |  |  |  |  | 5000 | Equipment | 57510000000L | Summary of Drag Chain Conveyors labor costs.
57 | 5 | 5 | 10 | 10 | 00 | 00 | L | Drag Chain Conveyors - Light (<20 TPH) | 575-10-1000-00-L | EA | NO | YES | Tagged | 2010 | DIRECT LABOR | Active | Material Handling Equipment | Drag Chain Conveyors |  |  |  |  | 5000 | Equipment | 57510100000L | Direct field labor for Drag Chain Conveyors - Light (<20 TPH).
57 | 5 | 5 | 10 | 15 | 00 | 00 | L | Drag Chain Conveyors - Medium (20–100 TPH) | 575-10-1500-00-L | EA | NO | YES | Tagged | 2010 | DIRECT LABOR | Active | Material Handling Equipment | Drag Chain Conveyors |  |  |  |  | 5000 | Equipment | 57510150000L | Direct field labor for Drag Chain Conveyors - Medium (20–100 TPH).
57 | 5 | 5 | 10 | 20 | 00 | 00 | L | Drag Chain Conveyors - Heavy (>100 TPH) | 575-10-2000-00-L | EA | NO | YES | Tagged | 2010 | DIRECT LABOR | Active | Material Handling Equipment | Drag Chain Conveyors |  |  |  |  | 5000 | Equipment | 57510200000L | Direct field labor for Drag Chain Conveyors - Heavy (>100 TPH).
57 | 5 | 5 | 12 | 00 | 00 | 00 | L | Bucket Elevators | 575-12-0000-00-L | EA | NO | YES | Tagged | 2010 | DIRECT LABOR | Active | Material Handling Equipment | Bucket Elevators |  |  |  |  | 5000 | Equipment | 57512000000L | Summary of Bucket Elevators labor costs.
57 | 5 | 5 | 12 | 10 | 00 | 00 | L | Bucket Elevators - Small (<50 TPH) | 575-12-1000-00-L | EA | NO | YES | Tagged | 2010 | DIRECT LABOR | Active | Material Handling Equipment | Bucket Elevators |  |  |  |  | 5000 | Equipment | 57512100000L | Direct field labor for Bucket Elevators - Small (<50 TPH).
57 | 5 | 5 | 12 | 15 | 00 | 00 | L | Bucket Elevators - Medium (50–200 TPH) | 575-12-1500-00-L | EA | NO | YES | Tagged | 2010 | DIRECT LABOR | Active | Material Handling Equipment | Bucket Elevators |  |  |  |  | 5000 | Equipment | 57512150000L | Direct field labor for Bucket Elevators - Medium (50–200 TPH).
57 | 5 | 5 | 12 | 20 | 00 | 00 | L | Bucket Elevators - Large (>200 TPH) | 575-12-2000-00-L | EA | NO | YES | Tagged | 2010 | DIRECT LABOR | Active | Material Handling Equipment | Bucket Elevators |  |  |  |  | 5000 | Equipment | 57512200000L | Direct field labor for Bucket Elevators - Large (>200 TPH).
57 | 5 | 5 | 15 | 00 | 00 | 00 | L | Pneumatic Conveying Systems | 575-15-0000-00-L | EA | NO | YES | Tagged | 2010 | DIRECT LABOR | Active | Material Handling Equipment | Pneumatic Conveying Systems |  |  |  |  | 5000 | Equipment | 57515000000L | Summary of Pneumatic Conveying Systems labor costs.
57 | 5 | 5 | 15 | 10 | 00 | 00 | L | Pneumatic Conveying Systems - Small (<5 TPH) | 575-15-1000-00-L | EA | NO | YES | Tagged | 2010 | DIRECT LABOR | Active | Material Handling Equipment | Pneumatic Conveying Systems |  |  |  |  | 5000 | Equipment | 57515100000L | Direct field labor for Pneumatic Conveying Systems - Small (<5 TPH).
57 | 5 | 5 | 15 | 15 | 00 | 00 | L | Pneumatic Conveying Systems - Medium (5–20 TPH) | 575-15-1500-00-L | EA | NO | YES | Tagged | 2010 | DIRECT LABOR | Active | Material Handling Equipment | Pneumatic Conveying Systems |  |  |  |  | 5000 | Equipment | 57515150000L | Direct field labor for Pneumatic Conveying Systems - Medium (5–20 TPH).
57 | 5 | 5 | 15 | 20 | 00 | 00 | L | Pneumatic Conveying Systems - Large (>20 TPH) | 575-15-2000-00-L | EA | NO | YES | Tagged | 2010 | DIRECT LABOR | Active | Material Handling Equipment | Pneumatic Conveying Systems |  |  |  |  | 5000 | Equipment | 57515200000L | Direct field labor for Pneumatic Conveying Systems - Large (>20 TPH).
57 | 5 | 5 | 18 | 00 | 00 | 00 | L | Belt Feeders | 575-18-0000-00-L | EA | NO | YES | Tagged | 2010 | DIRECT LABOR | Active | Material Handling Equipment | Belt Feeders |  |  |  |  | 5000 | Equipment | 57518000000L | Summary of Belt Feeders labor costs.
57 | 5 | 5 | 18 | 05 | 00 | 00 | L | Belt Feeders - Small (<20 TPH) | 575-18-0500-00-L | EA | NO | YES | Tagged | 2010 | DIRECT LABOR | Active | Material Handling Equipment | Belt Feeders |  |  |  |  | 5000 | Equipment | 57518050000L | Direct field labor for Belt Feeders - Small (<20 TPH).
57 | 5 | 5 | 18 | 10 | 00 | 00 | L | Belt Feeders - Medium (20–100 TPH) | 575-18-1000-00-L | EA | NO | YES | Tagged | 2010 | DIRECT LABOR | Active | Material Handling Equipment | Belt Feeders |  |  |  |  | 5000 | Equipment | 57518100000L | Direct field labor for Belt Feeders - Medium (20–100 TPH).
57 | 5 | 5 | 18 | 15 | 00 | 00 | L | Belt Feeders - Large (100–500 TPH) | 575-18-1500-00-L | EA | NO | YES | Tagged | 2010 | DIRECT LABOR | Active | Material Handling Equipment | Belt Feeders |  |  |  |  | 5000 | Equipment | 57518150000L | Direct field labor for Belt Feeders - Large (100–500 TPH).
57 | 5 | 5 | 20 | 00 | 00 | 00 | L | Vibratory Feeders | 575-20-0000-00-L | EA | NO | YES | Tagged | 2010 | DIRECT LABOR | Active | Material Handling Equipment | Vibratory Feeders |  |  |  |  | 5000 | Equipment | 57520000000L | Summary of Vibratory Feeders labor costs.
57 | 5 | 5 | 20 | 05 | 00 | 00 | L | Vibratory Feeders - Small | 575-20-0500-00-L | EA | NO | YES | Tagged | 2010 | DIRECT LABOR | Active | Material Handling Equipment | Vibratory Feeders |  |  |  |  | 5000 | Equipment | 57520050000L | Direct field labor for Vibratory Feeders - Small.
57 | 5 | 5 | 20 | 10 | 00 | 00 | L | Vibratory Feeders - Medium | 575-20-1000-00-L | EA | NO | YES | Tagged | 2010 | DIRECT LABOR | Active | Material Handling Equipment | Vibratory Feeders |  |  |  |  | 5000 | Equipment | 57520100000L | Direct field labor for Vibratory Feeders - Medium.
57 | 5 | 5 | 20 | 15 | 00 | 00 | L | Vibratory Feeders - Large | 575-20-1500-00-L | EA | NO | YES | Tagged | 2010 | DIRECT LABOR | Active | Material Handling Equipment | Vibratory Feeders |  |  |  |  | 5000 | Equipment | 57520150000L | Direct field labor for Vibratory Feeders - Large.
57 | 5 | 5 | 22 | 00 | 00 | 00 | L | Screw Feeders | 575-22-0000-00-L | EA | NO | YES | Tagged | 2010 | DIRECT LABOR | Active | Material Handling Equipment | Screw Feeders |  |  |  |  | 5000 | Equipment | 57522000000L | Summary of Screw Feeders labor costs.
57 | 5 | 5 | 22 | 05 | 00 | 00 | L | Screw Feeders - Small | 575-22-0500-00-L | EA | NO | YES | Tagged | 2010 | DIRECT LABOR | Active | Material Handling Equipment | Screw Feeders |  |  |  |  | 5000 | Equipment | 57522050000L | Direct field labor for Screw Feeders - Small.
57 | 5 | 5 | 22 | 10 | 00 | 00 | L | Screw Feeders - Medium | 575-22-1000-00-L | EA | NO | YES | Tagged | 2010 | DIRECT LABOR | Active | Material Handling Equipment | Screw Feeders |  |  |  |  | 5000 | Equipment | 57522100000L | Direct field labor for Screw Feeders - Medium.
57 | 5 | 5 | 22 | 15 | 00 | 00 | L | Screw Feeders - Large | 575-22-1500-00-L | EA | NO | YES | Tagged | 2010 | DIRECT LABOR | Active | Material Handling Equipment | Screw Feeders |  |  |  |  | 5000 | Equipment | 57522150000L | Direct field labor for Screw Feeders - Large.
57 | 5 | 5 | 25 | 00 | 00 | 00 | L | Apron Feeders (Heavy-Duty) | 575-25-0000-00-L | EA | NO | YES | Tagged | 2010 | DIRECT LABOR | Active | Material Handling Equipment | Apron Feeders (Heavy-Duty) |  |  |  |  | 5000 | Equipment | 57525000000L | Summary of Apron Feeders (Heavy-Duty) labor costs.
57 | 5 | 5 | 25 | 10 | 00 | 00 | L | Apron Feeders (Heavy-Duty) - Light (<100 TPH) | 575-25-1000-00-L | EA | NO | YES | Tagged | 2010 | DIRECT LABOR | Active | Material Handling Equipment | Apron Feeders (Heavy-Duty) |  |  |  |  | 5000 | Equipment | 57525100000L | Direct field labor for Apron Feeders (Heavy-Duty) - Light (<100 TPH).
57 | 5 | 5 | 25 | 15 | 00 | 00 | L | Apron Feeders (Heavy-Duty) - Medium (100–500 TPH) | 575-25-1500-00-L | EA | NO | YES | Tagged | 2010 | DIRECT LABOR | Active | Material Handling Equipment | Apron Feeders (Heavy-Duty) |  |  |  |  | 5000 | Equipment | 57525150000L | Direct field labor for Apron Feeders (Heavy-Duty) - Medium (100–500 TPH).
57 | 5 | 5 | 25 | 20 | 00 | 00 | L | Apron Feeders (Heavy-Duty) - Heavy (>500 TPH) | 575-25-2000-00-L | EA | NO | YES | Tagged | 2010 | DIRECT LABOR | Active | Material Handling Equipment | Apron Feeders (Heavy-Duty) |  |  |  |  | 5000 | Equipment | 57525200000L | Direct field labor for Apron Feeders (Heavy-Duty) - Heavy (>500 TPH).
57 | 5 | 5 | 28 | 00 | 00 | 00 | L | Vibrating Screens | 575-28-0000-00-L | EA | NO | YES | Tagged | 2010 | DIRECT LABOR | Active | Material Handling Equipment | Vibrating Screens |  |  |  |  | 5000 | Equipment | 57528000000L | Summary of Vibrating Screens labor costs.
57 | 5 | 5 | 28 | 05 | 00 | 00 | L | Single-Deck | 575-28-0500-00-L | EA | NO | YES | Tagged | 2010 | DIRECT LABOR | Active | Material Handling Equipment | Vibrating Screens |  |  |  |  | 5000 | Equipment | 57528050000L | Direct field labor for Single-Deck.
57 | 5 | 5 | 28 | 10 | 00 | 00 | L | Double-Deck | 575-28-1000-00-L | EA | NO | YES | Tagged | 2010 | DIRECT LABOR | Active | Material Handling Equipment | Vibrating Screens |  |  |  |  | 5000 | Equipment | 57528100000L | Direct field labor for Double-Deck.
57 | 5 | 5 | 28 | 15 | 00 | 00 | L | Multi-Deck | 575-28-1500-00-L | EA | NO | YES | Tagged | 2010 | DIRECT LABOR | Active | Material Handling Equipment | Vibrating Screens |  |  |  |  | 5000 | Equipment | 57528150000L | Direct field labor for Multi-Deck.
57 | 5 | 5 | 30 | 00 | 00 | 00 | L | Trommel Screens | 575-30-0000-00-L | EA | NO | YES | Tagged | 2010 | DIRECT LABOR | Active | Material Handling Equipment | Trommel Screens |  |  |  |  | 5000 | Equipment | 57530000000L | Summary of Trommel Screens labor costs.
57 | 5 | 5 | 30 | 10 | 00 | 00 | L | Trommel Screens - Small (<50 TPH) | 575-30-1000-00-L | EA | NO | YES | Tagged | 2010 | DIRECT LABOR | Active | Material Handling Equipment | Trommel Screens |  |  |  |  | 5000 | Equipment | 57530100000L | Direct field labor for Trommel Screens - Small (<50 TPH).
57 | 5 | 5 | 30 | 15 | 00 | 00 | L | Trommel Screens - Medium (50–200 TPH) | 575-30-1500-00-L | EA | NO | YES | Tagged | 2010 | DIRECT LABOR | Active | Material Handling Equipment | Trommel Screens |  |  |  |  | 5000 | Equipment | 57530150000L | Direct field labor for Trommel Screens - Medium (50–200 TPH).
57 | 5 | 5 | 30 | 20 | 00 | 00 | L | Trommel Screens - Large (>200 TPH) | 575-30-2000-00-L | EA | NO | YES | Tagged | 2010 | DIRECT LABOR | Active | Material Handling Equipment | Trommel Screens |  |  |  |  | 5000 | Equipment | 57530200000L | Direct field labor for Trommel Screens - Large (>200 TPH).
57 | 5 | 5 | 32 | 00 | 00 | 00 | L | Air Classifiers | 575-32-0000-00-L | EA | NO | YES | Tagged | 2010 | DIRECT LABOR | Active | Material Handling Equipment | Air Classifiers |  |  |  |  | 5000 | Equipment | 57532000000L | Summary of Air Classifiers labor costs.
57 | 5 | 5 | 32 | 10 | 00 | 00 | L | Air Classifiers - Light (<5 TPH) | 575-32-1000-00-L | EA | NO | YES | Tagged | 2010 | DIRECT LABOR | Active | Material Handling Equipment | Air Classifiers |  |  |  |  | 5000 | Equipment | 57532100000L | Direct field labor for Air Classifiers - Light (<5 TPH).
57 | 5 | 5 | 32 | 15 | 00 | 00 | L | Air Classifiers - Medium (5–20 TPH) | 575-32-1500-00-L | EA | NO | YES | Tagged | 2010 | DIRECT LABOR | Active | Material Handling Equipment | Air Classifiers |  |  |  |  | 5000 | Equipment | 57532150000L | Direct field labor for Air Classifiers - Medium (5–20 TPH).
57 | 5 | 5 | 32 | 20 | 00 | 00 | L | Air Classifiers - Heavy (>20 TPH) | 575-32-2000-00-L | EA | NO | YES | Tagged | 2010 | DIRECT LABOR | Active | Material Handling Equipment | Air Classifiers |  |  |  |  | 5000 | Equipment | 57532200000L | Direct field labor for Air Classifiers - Heavy (>20 TPH).
57 | 5 | 5 | 35 | 00 | 00 | 00 | L | Jaw Crushers | 575-35-0000-00-L | EA | NO | YES | Tagged | 2010 | DIRECT LABOR | Active | Material Handling Equipment | Jaw Crushers |  |  |  |  | 5000 | Equipment | 57535000000L | Summary of Jaw Crushers labor costs.
57 | 5 | 5 | 35 | 10 | 00 | 00 | L | Jaw Crushers - Small (<50 TPH) | 575-35-1000-00-L | EA | NO | YES | Tagged | 2010 | DIRECT LABOR | Active | Material Handling Equipment | Jaw Crushers |  |  |  |  | 5000 | Equipment | 57535100000L | Direct field labor for Jaw Crushers - Small (<50 TPH).
57 | 5 | 5 | 35 | 15 | 00 | 00 | L | Jaw Crushers - Medium (50–200 TPH) | 575-35-1500-00-L | EA | NO | YES | Tagged | 2010 | DIRECT LABOR | Active | Material Handling Equipment | Jaw Crushers |  |  |  |  | 5000 | Equipment | 57535150000L | Direct field labor for Jaw Crushers - Medium (50–200 TPH).
57 | 5 | 5 | 35 | 20 | 00 | 00 | L | Jaw Crushers - Large (>200 TPH) | 575-35-2000-00-L | EA | NO | YES | Tagged | 2010 | DIRECT LABOR | Active | Material Handling Equipment | Jaw Crushers |  |  |  |  | 5000 | Equipment | 57535200000L | Direct field labor for Jaw Crushers - Large (>200 TPH).
57 | 5 | 5 | 38 | 00 | 00 | 00 | L | Cone Crushers | 575-38-0000-00-L | EA | NO | YES | Tagged | 2010 | DIRECT LABOR | Active | Material Handling Equipment | Cone Crushers |  |  |  |  | 5000 | Equipment | 57538000000L | Summary of Cone Crushers labor costs.
57 | 5 | 5 | 38 | 10 | 00 | 00 | L | Cone Crushers - Small (<50 TPH) | 575-38-1000-00-L | EA | NO | YES | Tagged | 2010 | DIRECT LABOR | Active | Material Handling Equipment | Cone Crushers |  |  |  |  | 5000 | Equipment | 57538100000L | Direct field labor for Cone Crushers - Small (<50 TPH).
57 | 5 | 5 | 38 | 15 | 00 | 00 | L | Cone Crushers - Medium (50–200 TPH) | 575-38-1500-00-L | EA | NO | YES | Tagged | 2010 | DIRECT LABOR | Active | Material Handling Equipment | Cone Crushers |  |  |  |  | 5000 | Equipment | 57538150000L | Direct field labor for Cone Crushers - Medium (50–200 TPH).
57 | 5 | 5 | 38 | 20 | 00 | 00 | L | Cone Crushers - Large (>200 TPH) | 575-38-2000-00-L | EA | NO | YES | Tagged | 2010 | DIRECT LABOR | Active | Material Handling Equipment | Cone Crushers |  |  |  |  | 5000 | Equipment | 57538200000L | Direct field labor for Cone Crushers - Large (>200 TPH).
57 | 5 | 5 | 40 | 00 | 00 | 00 | L | Impact Crushers | 575-40-0000-00-L | EA | NO | YES | Tagged | 2010 | DIRECT LABOR | Active | Material Handling Equipment | Impact Crushers |  |  |  |  | 5000 | Equipment | 57540000000L | Summary of Impact Crushers labor costs.
57 | 5 | 5 | 40 | 10 | 00 | 00 | L | HSI | 575-40-1000-00-L | EA | NO | YES | Tagged | 2010 | DIRECT LABOR | Active | Material Handling Equipment | Impact Crushers |  |  |  |  | 5000 | Equipment | 57540100000L | Direct field labor for HSI.
57 | 5 | 5 | 40 | 15 | 00 | 00 | L | VSI | 575-40-1500-00-L | EA | NO | YES | Tagged | 2010 | DIRECT LABOR | Active | Material Handling Equipment | Impact Crushers |  |  |  |  | 5000 | Equipment | 57540150000L | Direct field labor for VSI.
57 | 5 | 5 | 42 | 00 | 00 | 00 | L | Hammer Mills | 575-42-0000-00-L | EA | NO | YES | Tagged | 2010 | DIRECT LABOR | Active | Material Handling Equipment | Hammer Mills |  |  |  |  | 5000 | Equipment | 57542000000L | Summary of Hammer Mills labor costs.
57 | 5 | 5 | 42 | 10 | 00 | 00 | L | Hammer Mills - Light (<20 TPH) | 575-42-1000-00-L | EA | NO | YES | Tagged | 2010 | DIRECT LABOR | Active | Material Handling Equipment | Hammer Mills |  |  |  |  | 5000 | Equipment | 57542100000L | Direct field labor for Hammer Mills - Light (<20 TPH).
57 | 5 | 5 | 42 | 15 | 00 | 00 | L | Hammer Mills - Medium (20–75 TPH) | 575-42-1500-00-L | EA | NO | YES | Tagged | 2010 | DIRECT LABOR | Active | Material Handling Equipment | Hammer Mills |  |  |  |  | 5000 | Equipment | 57542150000L | Direct field labor for Hammer Mills - Medium (20–75 TPH).
57 | 5 | 5 | 42 | 20 | 00 | 00 | L | Hammer Mills - Heavy (>75 TPH) | 575-42-2000-00-L | EA | NO | YES | Tagged | 2010 | DIRECT LABOR | Active | Material Handling Equipment | Hammer Mills |  |  |  |  | 5000 | Equipment | 57542200000L | Direct field labor for Hammer Mills - Heavy (>75 TPH).
57 | 5 | 5 | 43 | 00 | 00 | 00 | L | Shredders / Hoggers | 575-43-0000-00-L | EA | NO | YES | Tagged | 2010 | DIRECT LABOR | Active | Material Handling Equipment | Shredders / Hoggers |  |  |  |  | 5000 | Equipment | 57543000000L | Summary of Shredders / Hoggers labor costs.
57 | 5 | 5 | 43 | 10 | 00 | 00 | L | Shredders / Hoggers - Small | 575-43-1000-00-L | EA | NO | YES | Tagged | 2010 | DIRECT LABOR | Active | Material Handling Equipment | Shredders / Hoggers |  |  |  |  | 5000 | Equipment | 57543100000L | Direct field labor for Shredders / Hoggers - Small.
57 | 5 | 5 | 43 | 15 | 00 | 00 | L | Shredders / Hoggers - Medium | 575-43-1500-00-L | EA | NO | YES | Tagged | 2010 | DIRECT LABOR | Active | Material Handling Equipment | Shredders / Hoggers |  |  |  |  | 5000 | Equipment | 57543150000L | Direct field labor for Shredders / Hoggers - Medium.
57 | 5 | 5 | 43 | 20 | 00 | 00 | L | Shredders / Hoggers - Large | 575-43-2000-00-L | EA | NO | YES | Tagged | 2010 | DIRECT LABOR | Active | Material Handling Equipment | Shredders / Hoggers |  |  |  |  | 5000 | Equipment | 57543200000L | Direct field labor for Shredders / Hoggers - Large.
57 | 5 | 5 | 44 | 00 | 00 | 00 | L | Bins & Hoppers | 575-44-0000-00-L | EA | NO | YES | Tagged | 2010 | DIRECT LABOR | Active | Material Handling Equipment | Bins & Hoppers |  |  |  |  | 5000 | Equipment | 57544000000L | Summary of Bins & Hoppers labor costs.
57 | 5 | 5 | 44 | 10 | 00 | 00 | L | Bins & Hoppers - Small (<50 ft³) | 575-44-1000-00-L | EA | NO | YES | Tagged | 2010 | DIRECT LABOR | Active | Material Handling Equipment | Bins & Hoppers |  |  |  |  | 5000 | Equipment | 57544100000L | Direct field labor for Bins & Hoppers - Small (<50 ft³).
57 | 5 | 5 | 44 | 15 | 00 | 00 | L | Bins & Hoppers - Medium (50–200 ft³) | 575-44-1500-00-L | EA | NO | YES | Tagged | 2010 | DIRECT LABOR | Active | Material Handling Equipment | Bins & Hoppers |  |  |  |  | 5000 | Equipment | 57544150000L | Direct field labor for Bins & Hoppers - Medium (50–200 ft³).
57 | 5 | 5 | 44 | 20 | 00 | 00 | L | Bins & Hoppers - Large (>200 ft³) | 575-44-2000-00-L | EA | NO | YES | Tagged | 2010 | DIRECT LABOR | Active | Material Handling Equipment | Bins & Hoppers |  |  |  |  | 5000 | Equipment | 57544200000L | Direct field labor for Bins & Hoppers - Large (>200 ft³).
57 | 5 | 5 | 45 | 00 | 00 | 00 | L | Silos (Non-Fuel) | 575-45-0000-00-L | EA | NO | YES | Tagged | 2010 | DIRECT LABOR | Active | Material Handling Equipment | Silos (Non-Fuel) |  |  |  |  | 5000 | Equipment | 57545000000L | Summary of Silos (Non-Fuel) labor costs.
57 | 5 | 5 | 45 | 10 | 00 | 00 | L | Silos (Non-Fuel) - Small (<100 tons) | 575-45-1000-00-L | EA | NO | YES | Tagged | 2010 | DIRECT LABOR | Active | Material Handling Equipment | Silos (Non-Fuel) |  |  |  |  | 5000 | Equipment | 57545100000L | Direct field labor for Silos (Non-Fuel) - Small (<100 tons).
57 | 5 | 5 | 45 | 15 | 00 | 00 | L | Silos (Non-Fuel) - Medium (100–500 tons) | 575-45-1500-00-L | EA | NO | YES | Tagged | 2010 | DIRECT LABOR | Active | Material Handling Equipment | Silos (Non-Fuel) |  |  |  |  | 5000 | Equipment | 57545150000L | Direct field labor for Silos (Non-Fuel) - Medium (100–500 tons).
57 | 5 | 5 | 45 | 20 | 00 | 00 | L | Silos (Non-Fuel) - Large (>500 tons) | 575-45-2000-00-L | EA | NO | YES | Tagged | 2010 | DIRECT LABOR | Active | Material Handling Equipment | Silos (Non-Fuel) |  |  |  |  | 5000 | Equipment | 57545200000L | Direct field labor for Silos (Non-Fuel) - Large (>500 tons).
57 | 5 | 5 | 46 | 00 | 00 | 00 | L | Live-Bottom Bins | 575-46-0000-00-L | EA | NO | YES | Tagged | 2010 | DIRECT LABOR | Active | Material Handling Equipment | Live-Bottom Bins |  |  |  |  | 5000 | Equipment | 57546000000L | Summary of Live-Bottom Bins labor costs.
57 | 5 | 5 | 46 | 10 | 00 | 00 | L | Live-Bottom Bins - Small | 575-46-1000-00-L | EA | NO | YES | Tagged | 2010 | DIRECT LABOR | Active | Material Handling Equipment | Live-Bottom Bins |  |  |  |  | 5000 | Equipment | 57546100000L | Direct field labor for Live-Bottom Bins - Small.
57 | 5 | 5 | 46 | 15 | 00 | 00 | L | Live-Bottom Bins - Medium | 575-46-1500-00-L | EA | NO | YES | Tagged | 2010 | DIRECT LABOR | Active | Material Handling Equipment | Live-Bottom Bins |  |  |  |  | 5000 | Equipment | 57546150000L | Direct field labor for Live-Bottom Bins - Medium.
57 | 0 | 5 | 46 | 20 | 00 | 00 | L | Live-Bottom Bins - Large | 575-46-2000-00-L | EA | NO | YES | Tagged | 2010 | DIRECT LABOR | Active | Material Handling Equipment | Live-Bottom Bins |  |  |  |  | 5000 | Equipment | 57546200000L | Direct field labor for Live-Bottom Bins - Large.
57 | 0 | 5 | 48 | 00 | 00 | 00 | L | Stacker / Reclaim Systems | 575-48-0000-00-L | EA | NO | YES | Tagged | 2010 | DIRECT LABOR | Active | Material Handling Equipment | Stacker / Reclaim Systems |  |  |  |  | 5000 | Equipment | 57548000000L | Summary of Stacker / Reclaim Systems labor costs.
57 | 0 | 5 | 48 | 10 | 00 | 00 | L | Circular Stacker/Reclaimer | 575-48-1000-00-L | EA | NO | YES | Tagged | 2010 | DIRECT LABOR | Active | Material Handling Equipment | Stacker / Reclaim Systems |  |  |  |  | 5000 | Equipment | 57548100000L | Direct field labor for Circular Stacker/Reclaimer.
57 | 0 | 5 | 48 | 15 | 00 | 00 | L | Linear Stacker/Reclaimer | 575-48-1500-00-L | EA | NO | YES | Tagged | 2010 | DIRECT LABOR | Active | Material Handling Equipment | Stacker / Reclaim Systems |  |  |  |  | 5000 | Equipment | 57548150000L | Direct field labor for Linear Stacker/Reclaimer.
57 | 0 | 5 | 48 | 20 | 00 | 00 | L | Traveling Stacker | 575-48-2000-00-L | EA | NO | YES | Tagged | 2010 | DIRECT LABOR | Active | Material Handling Equipment | Stacker / Reclaim Systems |  |  |  |  | 5000 | Equipment | 57548200000L | Direct field labor for Traveling Stacker.
57 | 0 | 5 | 48 | 25 | 00 | 00 | L | Bucket-Wheel Reclaimer | 575-48-2500-00-L | EA | NO | YES | Tagged | 2010 | DIRECT LABOR | Active | Material Handling Equipment | Stacker / Reclaim Systems |  |  |  |  | 5000 | Equipment | 57548250000L | Direct field labor for Bucket-Wheel Reclaimer.
57 | 0 | 5 | 50 | 00 | 00 | 00 | L | Material Handling Equipment - Cranes & Hoists | 575-50-0000-00-L | EA | NO | YES | Tagged | 2010 | DIRECT LABOR | Active | Material Handling Equipment | Material Handling Equipment - Cranes & Hoists |  |  |  |  | 5000 | Equipment | 57550000000L | Summary of Material Handling Equipment - Cranes & Hoists labor costs.
57 | 0 | 5 | 50 | 05 | 00 | 00 | L | Cranes | 575-50-0500-00-L | EA | NO | YES | Tagged | 2010 | DIRECT LABOR | Active | Material Handling Equipment | Material Handling Equipment - Cranes & Hoists |  |  |  |  | 5000 | Equipment | 57550050000L | Summary of Cranes labor costs.
57 | 0 | 5 | 50 | 05 | 10 | 00 | L | Cranes - Cranes & Hoists | 575-50-0510-00-L | EA | NO | YES | Tagged | 2010 | DIRECT LABOR | Active | Material Handling Equipment | Material Handling Equipment - Cranes & Hoists |  |  |  |  | 5000 | Equipment | 57550051000L | Direct field labor for Cranes - Cranes & Hoists.
57 | 0 | 5 | 50 | 05 | 15 | 00 | L | Cranes - Bridge | 575-50-0515-00-L | EA | NO | YES | Tagged | 2010 | DIRECT LABOR | Active | Material Handling Equipment | Material Handling Equipment - Cranes & Hoists |  |  |  |  | 5000 | Equipment | 57550051500L | Direct field labor for Cranes - Bridge.
57 | 0 | 5 | 50 | 05 | 20 | 00 | L | Cranes - Gantry | 575-50-0520-00-L | EA | NO | YES | Tagged | 2010 | DIRECT LABOR | Active | Material Handling Equipment | Material Handling Equipment - Cranes & Hoists |  |  |  |  | 5000 | Equipment | 57550052000L | Direct field labor for Cranes - Gantry.
57 | 0 | 5 | 50 | 05 | 25 | 00 | L | Cranes - Jib | 575-50-0525-00-L | EA | NO | YES | Tagged | 2010 | DIRECT LABOR | Active | Material Handling Equipment | Material Handling Equipment - Cranes & Hoists |  |  |  |  | 5000 | Equipment | 57550052500L | Direct field labor for Cranes - Jib.
57 | 0 | 5 | 50 | 05 | 30 | 00 | L | Cranes - Mobile | 575-50-0530-00-L | EA | NO | YES | Tagged | 2010 | DIRECT LABOR | Active | Material Handling Equipment | Material Handling Equipment - Cranes & Hoists |  |  |  |  | 5000 | Equipment | 57550053000L | Direct field labor for Cranes - Mobile.
57 | 0 | 5 | 50 | 05 | 35 | 00 | L | Cranes - Tower | 575-50-0535-00-L | EA | NO | YES | Tagged | 2010 | DIRECT LABOR | Active | Material Handling Equipment | Material Handling Equipment - Cranes & Hoists |  |  |  |  | 5000 | Equipment | 57550053500L | Direct field labor for Cranes - Tower.
57 | 0 | 5 | 50 | 05 | 40 | 00 | L | Cranes - Specialty | 575-50-0540-00-L | EA | NO | YES | Tagged | 2010 | DIRECT LABOR | Active | Material Handling Equipment | Material Handling Equipment - Cranes & Hoists |  |  |  |  | 5000 | Equipment | 57550054000L | Direct field labor for Cranes - Specialty.
57 | 0 | 5 | 50 | 10 | 00 | 00 | L | Hoists | 575-50-1000-00-L | EA | NO | YES | Tagged | 2010 | DIRECT LABOR | Active | Material Handling Equipment | Material Handling Equipment - Cranes & Hoists |  |  |  |  | 5000 | Equipment | 57550100000L | Summary of Hoists labor costs.
57 | 0 | 5 | 50 | 10 | 10 | 00 | L | Hoists - Fixed | 575-50-1010-00-L | EA | NO | YES | Tagged | 2010 | DIRECT LABOR | Active | Material Handling Equipment | Material Handling Equipment - Cranes & Hoists |  |  |  |  | 5000 | Equipment | 57550101000L | Direct field labor for Hoists - Fixed.
57 | 0 | 5 | 50 | 10 | 20 | 00 | L | Hoists - Portable | 575-50-1020-00-L | EA | NO | YES | Tagged | 2010 | DIRECT LABOR | Active | Material Handling Equipment | Material Handling Equipment - Cranes & Hoists |  |  |  |  | 5000 | Equipment | 57550102000L | Direct field labor for Hoists - Portable.
57 | 0 | 5 | 50 | 10 | 30 | 00 | L | Hoists - Monorail | 575-50-1030-00-L | EA | NO | YES | Tagged | 2010 | DIRECT LABOR | Active | Material Handling Equipment | Material Handling Equipment - Cranes & Hoists |  |  |  |  | 5000 | Equipment | 57550103000L | Direct field labor for Hoists - Monorail.
58 | 0 | 0 | 00 | 00 | 00 | 00 | 0 | Emissions Control & Pollution Management Systems | 580-00-0000-00-0 | EA | YES | YES | Tagged | 2010 | DIRECT LABOR | Active | Emissions Control & Pollution Management Systems | Summary |  |  |  |  | 5000 | Equipment | 580000000000 | Top-level summary of all Emissions Control & Pollution Management Systems costs.
58 | 0 | 0 | 05 | 00 | 00 | 00 | L | Emissions Reduction Systems | 580-05-0000-00-L | EA | NO | YES | Tagged | 2010 | DIRECT LABOR | Active | Emissions Control & Pollution Management Systems | Emissions Reduction Systems |  |  |  |  | 5000 | Equipment | 58005000000L | Summary of Emissions Reduction Systems labor costs.
58 | 0 | 0 | 05 | 05 | 00 | 00 | L | Emissions Reduction Systems – Packaged | 580-05-0500-00-L | EA | NO | YES | Tagged | 2010 | DIRECT LABOR | Active | Emissions Control & Pollution Management Systems | Emissions Reduction Systems |  |  |  |  | 5000 | Equipment | 58005050000L | Summary of Emissions Reduction Systems – Packaged labor costs.
58 | 0 | 0 | 05 | 05 | 05 | 00 | L | Selective Non-Catalytic Reduction (SNCR) | 580-05-0505-00-L | EA | NO | YES | Tagged | 2010 | DIRECT LABOR | Active | Emissions Control & Pollution Management Systems | Emissions Reduction Systems |  |  |  |  | 5000 | Equipment | 58005050500L | Direct field labor for Selective Non-Catalytic Reduction (SNCR).
58 | 0 | 0 | 05 | 05 | 10 | 00 | L | Dry Sorbent Injection (DSI) / Dry FGD | 580-05-0510-00-L | EA | NO | YES | Tagged | 2010 | DIRECT LABOR | Active | Emissions Control & Pollution Management Systems | Emissions Reduction Systems |  |  |  |  | 5000 | Equipment | 58005051000L | Direct field labor for Dry Sorbent Injection (DSI) / Dry FGD.
58 | 0 | 0 | 05 | 05 | 15 | 00 | L | Catalytic Oxidizers | 580-05-0515-00-L | EA | NO | YES | Tagged | 2010 | DIRECT LABOR | Active | Emissions Control & Pollution Management Systems | Emissions Reduction Systems |  |  |  |  | 5000 | Equipment | 58005051500L | Direct field labor for Catalytic Oxidizers.
58 | 0 | 0 | 05 | 05 | 20 | 00 | L | Activated Carbon Injection (ACI) | 580-05-0520-00-L | EA | NO | YES | Tagged | 2010 | DIRECT LABOR | Active | Emissions Control & Pollution Management Systems | Emissions Reduction Systems |  |  |  |  | 5000 | Equipment | 58005052000L | Direct field labor for Activated Carbon Injection (ACI).
58 | 0 | 0 | 05 | 05 | 25 | 00 | L | Chemical Reagent Dosing Systems | 580-05-0525-00-L | EA | NO | YES | Tagged | 2010 | DIRECT LABOR | Active | Emissions Control & Pollution Management Systems | Emissions Reduction Systems |  |  |  |  | 5000 | Equipment | 58005052500L | Direct field labor for Chemical Reagent Dosing Systems.
58 | 0 | 0 | 05 | 10 | 00 | 00 | L | Emissions Reduction Systems - Field-Assembled | 580-05-1000-00-L | EA | NO | YES | Tagged | 2010 | DIRECT LABOR | Active | Emissions Control & Pollution Management Systems | Emissions Reduction Systems |  |  |  |  | 5000 | Equipment | 58005100000L | Summary of Emissions Reduction Systems - Field-Assembled labor costs. | Part of duct install?
58 | 0 | 0 | 05 | 10 | 05 | 00 | L | Emissions Reduction Systems - Field-Assembled - Emissions Reduction Systems – Field-Assembled | 580-05-1005-00-L | EA | NO | YES | Tagged | 2010 | DIRECT LABOR | Active | Emissions Control & Pollution Management Systems | Emissions Reduction Systems |  |  |  |  | 5000 | Equipment | 58005100500L | Direct field labor for Emissions Reduction Systems - Field-Assembled - Emissions Reduction Systems – Field-Assembled. | Part of duct install?
58 | 0 | 0 | 05 | 10 | 10 | 00 | L | Selective Catalytic Reduction (SCR) | 580-05-1010-00-L | EA | NO | YES | Tagged | 2010 | DIRECT LABOR | Active | Emissions Control & Pollution Management Systems | Emissions Reduction Systems |  |  |  |  | 5000 | Equipment | 58005101000L | Direct field labor for Selective Catalytic Reduction (SCR). | Part of duct install?
58 | 0 | 0 | 05 | 10 | 15 | 00 | L | SCR Reactor Casing | 580-05-1015-00-L | EA | NO | YES | Tagged | 2010 | DIRECT LABOR | Active | Emissions Control & Pollution Management Systems | Emissions Reduction Systems |  |  |  |  | 5000 | Equipment | 58005101500L | Direct field labor for SCR Reactor Casing.
58 | 0 | 0 | 05 | 10 | 20 | 00 | L | SCR Catalyst Modules | 580-05-1020-00-L | EA | NO | YES | Tagged | 2010 | DIRECT LABOR | Active | Emissions Control & Pollution Management Systems | Emissions Reduction Systems |  |  |  |  | 5000 | Equipment | 58005102000L | Direct field labor for SCR Catalyst Modules.
58 | 0 | 0 | 05 | 10 | 25 | 00 | L | SCR Ammonia Injection Grid | 580-05-1025-00-L | EA | NO | YES | Tagged | 2010 | DIRECT LABOR | Active | Emissions Control & Pollution Management Systems | Emissions Reduction Systems |  |  |  |  | 5000 | Equipment | 58005102500L | Direct field labor for SCR Ammonia Injection Grid.
58 | 0 | 0 | 05 | 10 | 30 | 00 | L | SCR Structural Steel & Platforms | 580-05-1030-00-L | TN | NO | YES | Tagged | 2010 | DIRECT LABOR | Active | Emissions Control & Pollution Management Systems | Emissions Reduction Systems |  |  |  |  | 5000 | Equipment | 58005103000L | Direct field labor for SCR Structural Steel & Platforms. | what is the philosophy - structural steel accounts or to equipment type?
58 | 0 | 0 | 05 | 10 | 35 | 00 | L | SCR Field Assembly & Integration | 580-05-1035-00-L | EA | NO | YES | Tagged | 2010 | DIRECT LABOR | Active | Emissions Control & Pollution Management Systems | Emissions Reduction Systems |  |  |  |  | 5000 | Equipment | 58005103500L | Direct field labor for SCR Field Assembly & Integration.
58 | 0 | 0 | 10 | 00 | 00 | 00 | L | Emissions Control & Pollution Management Systems - Wet Flue Gas Desulfurization (FGD) | 580-10-0000-00-L | EA | NO | YES | Tagged | 2010 | DIRECT LABOR | Active | Emissions Control & Pollution Management Systems | Emissions Control & Pollution Management Systems - Wet Flue Gas Desulfurization (FGD) |  |  |  |  | 5000 | Equipment | 58010000000L | Summary of Emissions Control & Pollution Management Systems - Wet Flue Gas Desulfurization (FGD) labor costs.
58 | 0 | 0 | 10 | 10 | 00 | 00 | L | Wet Flue Gas Desulfurization (FGD) - Field Assembled | 580-10-1000-00-L | EA | NO | YES | Tagged | 2010 | DIRECT LABOR | Active | Emissions Control & Pollution Management Systems | Emissions Control & Pollution Management Systems - Wet Flue Gas Desulfurization (FGD) |  |  |  |  | 5000 | Equipment | 58010100000L | Summary of Wet Flue Gas Desulfurization (FGD) - Field Assembled labor costs. | added filed assembled
58 | 0 | 0 | 10 | 10 | 05 | 00 | L | Wet Flue Gas Desulfurization (FGD) | 580-10-1005-00-L | EA | NO | YES | Tagged | 2010 | DIRECT LABOR | Active | Emissions Control & Pollution Management Systems | Emissions Control & Pollution Management Systems - Wet Flue Gas Desulfurization (FGD) |  |  |  |  | 5000 | Equipment | 58010100500L | Direct field labor for Wet Flue Gas Desulfurization (FGD).
58 | 0 | 0 | 10 | 10 | 10 | 00 | L | FGD Absorber Towers | 580-10-1010-00-L | EA | NO | YES | Tagged | 2010 | DIRECT LABOR | Active | Emissions Control & Pollution Management Systems | Emissions Control & Pollution Management Systems - Wet Flue Gas Desulfurization (FGD) |  |  |  |  | 5000 | Equipment | 58010101000L | Direct field labor for FGD Absorber Towers.
58 | 0 | 0 | 10 | 10 | 15 | 00 | L | FGD Internals | 580-10-1015-00-L | EA | NO | YES | Tagged | 2010 | DIRECT LABOR | Active | Emissions Control & Pollution Management Systems | Emissions Control & Pollution Management Systems - Wet Flue Gas Desulfurization (FGD) |  |  |  |  | 5000 | Equipment | 58010101500L | Direct field labor for FGD Internals.
58 | 0 | 0 | 10 | 10 | 20 | 00 | L | FGD Structural Steel | 580-10-1020-00-L | TN | NO | YES | Tagged | 2010 | DIRECT LABOR | Active | Emissions Control & Pollution Management Systems | Emissions Control & Pollution Management Systems - Wet Flue Gas Desulfurization (FGD) |  |  |  |  | 5000 | Equipment | 58010102000L | Direct field labor for FGD Structural Steel. | what is the philosophy - structural steel accounts or to equipment type?
58 | 0 | 0 | 10 | 10 | 25 | 00 | L | FGD Field Assembly & Integration | 580-10-1025-00-L | EA | NO | YES | Tagged | 2010 | DIRECT LABOR | Active | Emissions Control & Pollution Management Systems | Emissions Control & Pollution Management Systems - Wet Flue Gas Desulfurization (FGD) |  |  |  |  | 5000 | Equipment | 58010102500L | Direct field labor for FGD Field Assembly & Integration.
58 | 0 | 0 | 15 | 00 | 00 | 00 | L | Particulate & Dust Control | 580-15-0000-00-L | EA | NO | YES | Tagged | 2010 | DIRECT LABOR | Active | Emissions Control & Pollution Management Systems | Particulate & Dust Control |  |  |  |  | 5000 | Equipment | 58015000000L | Summary of Particulate & Dust Control labor costs.
58 | 0 | 0 | 15 | 05 | 00 | 00 | L | Particulate & Dust Control – Packaged | 580-15-0500-00-L | EA | NO | YES | Tagged | 2010 | DIRECT LABOR | Active | Emissions Control & Pollution Management Systems | Particulate & Dust Control |  |  |  |  | 5000 | Equipment | 58015050000L | Summary of Particulate & Dust Control – Packaged labor costs.
58 | 0 | 0 | 15 | 05 | 10 | 00 | L | Packaged Cyclone Separators | 580-15-0510-00-L | EA | NO | YES | Tagged | 2010 | DIRECT LABOR | Active | Emissions Control & Pollution Management Systems | Particulate & Dust Control |  |  |  |  | 5000 | Equipment | 58015051000L | Direct field labor for Packaged Cyclone Separators.
58 | 0 | 0 | 15 | 05 | 15 | 00 | L | Bin Vent Filters / Bin Vents | 580-15-0515-00-L | EA | NO | YES | Tagged | 2010 | DIRECT LABOR | Active | Emissions Control & Pollution Management Systems | Particulate & Dust Control |  |  |  |  | 5000 | Equipment | 58015051500L | Direct field labor for Bin Vent Filters / Bin Vents.
58 | 0 | 0 | 15 | 05 | 20 | 00 | L | Cartridge Dust Collectors | 580-15-0520-00-L | EA | NO | YES | Tagged | 2010 | DIRECT LABOR | Active | Emissions Control & Pollution Management Systems | Particulate & Dust Control |  |  |  |  | 5000 | Equipment | 58015052000L | Direct field labor for Cartridge Dust Collectors.
58 | 0 | 0 | 15 | 05 | 25 | 00 | L | Small Fabric Dust Collectors | 580-15-0525-00-L | EA | NO | YES | Tagged | 2010 | DIRECT LABOR | Active | Emissions Control & Pollution Management Systems | Particulate & Dust Control |  |  |  |  | 5000 | Equipment | 58015052500L | Direct field labor for Small Fabric Dust Collectors.
58 | 0 | 0 | 15 | 10 | 00 | 00 | L | Particulate Control Systems – Field-Assembled | 580-15-1000-00-L | EA | NO | YES | Tagged | 2010 | DIRECT LABOR | Active | Emissions Control & Pollution Management Systems | Particulate & Dust Control |  |  |  |  | 5000 | Equipment | 58015100000L | Summary of Particulate Control Systems – Field-Assembled labor costs.
58 | 0 | 0 | 15 | 10 | 05 | 00 | L | Fabric Filters / Baghouses | 580-15-1005-00-L | EA | NO | YES | Tagged | 2010 | DIRECT LABOR | Active | Emissions Control & Pollution Management Systems | Particulate & Dust Control |  |  |  |  | 5000 | Equipment | 58015100500L | Summary of Fabric Filters / Baghouses labor costs.
58 | 0 | 0 | 15 | 10 | 05 | 10 | L | Baghouse Casings | 580-15-1005-10-L | EA | NO | NO |  | 2010 | DIRECT LABOR | Active | Emissions Control & Pollution Management Systems | Particulate & Dust Control |  |  |  |  | 5000 | Equipment | 58015100510L | Direct field labor for Baghouse Casings.
58 | 0 | 0 | 15 | 10 | 05 | 15 | L | Baghouse Hoppers | 580-15-1005-15-L | EA | NO | NO |  | 2010 | DIRECT LABOR | Active | Emissions Control & Pollution Management Systems | Particulate & Dust Control |  |  |  |  | 5000 | Equipment | 58015100515L | Direct field labor for Baghouse Hoppers.
58 | 0 | 0 | 15 | 10 | 05 | 20 | L | Filter Bags & Cages | 580-15-1005-20-L | EA | NO | NO |  | 2010 | DIRECT LABOR | Active | Emissions Control & Pollution Management Systems | Particulate & Dust Control |  |  |  |  | 5000 | Equipment | 58015100520L | Direct field labor for Filter Bags & Cages.
58 | 0 | 0 | 15 | 10 | 05 | 25 | L | Cleaning Systems | 580-15-1005-25-L | EA | NO | NO |  | 2010 | DIRECT LABOR | Active | Emissions Control & Pollution Management Systems | Particulate & Dust Control |  |  |  |  | 5000 | Equipment | 58015100525L | Direct field labor for Cleaning Systems.
58 | 0 | 0 | 15 | 10 | 05 | 30 | L | Baghouse Structural Steel | 580-15-1005-30-L | TN | NO | NO |  | 2010 | DIRECT LABOR | Active | Emissions Control & Pollution Management Systems | Particulate & Dust Control |  |  |  |  | 5000 | Equipment | 58015100530L | Direct field labor for Baghouse Structural Steel.
58 | 0 | 0 | 15 | 10 | 10 | 00 | L | Electrostatic Precipitators (ESP) | 580-15-1010-00-L | EA | NO | YES | Tagged | 2010 | DIRECT LABOR | Active | Emissions Control & Pollution Management Systems | Particulate & Dust Control |  |  |  |  | 5000 | Equipment | 58015101000L | Summary of Electrostatic Precipitators (ESP) labor costs.
58 | 0 | 0 | 15 | 10 | 10 | 10 | L | ESP Internals | 580-15-1010-10-L | EA | NO | NO |  | 2010 | DIRECT LABOR | Active | Emissions Control & Pollution Management Systems | Particulate & Dust Control |  |  |  |  | 5000 | Equipment | 58015101010L | Direct field labor for ESP Internals.
58 | 0 | 0 | 15 | 10 | 10 | 15 | L | ESP Rapping Systems | 580-15-1010-15-L | EA | NO | NO |  | 2010 | DIRECT LABOR | Active | Emissions Control & Pollution Management Systems | Particulate & Dust Control |  |  |  |  | 5000 | Equipment | 58015101015L | Direct field labor for ESP Rapping Systems.
58 | 0 | 0 | 15 | 10 | 10 | 20 | L | ESP Hoppers | 580-15-1010-20-L | EA | NO | NO |  | 2010 | DIRECT LABOR | Active | Emissions Control & Pollution Management Systems | Particulate & Dust Control |  |  |  |  | 5000 | Equipment | 58015101020L | Direct field labor for ESP Hoppers.
58 | 0 | 0 | 15 | 10 | 10 | 30 | L | ESP Structural Framework | 580-15-1010-30-L | TN | NO | NO |  | 2010 | DIRECT LABOR | Active | Emissions Control & Pollution Management Systems | Particulate & Dust Control |  |  |  |  | 5000 | Equipment | 58015101030L | Direct field labor for ESP Structural Framework.
58 | 0 | 0 | 15 | 10 | 15 | 00 | L | Cyclone Separator Systems – Field-Assembled | 580-15-1015-00-L | EA | NO | YES | Tagged | 2010 | DIRECT LABOR | Active | Emissions Control & Pollution Management Systems | Particulate & Dust Control |  |  |  |  | 5000 | Equipment | 58015101500L | Summary of Cyclone Separator Systems – Field-Assembled labor costs.
58 | 0 | 0 | 15 | 10 | 15 | 10 | L | Cyclone Bodies | 580-15-1015-10-L | EA | NO | NO |  | 2010 | DIRECT LABOR | Active | Emissions Control & Pollution Management Systems | Particulate & Dust Control |  |  |  |  | 5000 | Equipment | 58015101510L | Direct field labor for Cyclone Bodies.
58 | 0 | 0 | 15 | 10 | 15 | 15 | L | Cyclone Manifolds & Hoppers | 580-15-1015-15-L | EA | NO | NO |  | 2010 | DIRECT LABOR | Active | Emissions Control & Pollution Management Systems | Particulate & Dust Control |  |  |  |  | 5000 | Equipment | 58015101515L | Direct field labor for Cyclone Manifolds & Hoppers.
58 | 0 | 0 | 15 | 10 | 15 | 30 | L | Cyclone Structural Steel | 580-15-1015-30-L | TN | NO | NO |  | 2010 | DIRECT LABOR | Active | Emissions Control & Pollution Management Systems | Particulate & Dust Control |  |  |  |  | 5000 | Equipment | 58015101530L | Direct field labor for Cyclone Structural Steel.
58 | 1 | 0 | 20 | 00 | 00 | 00 | L | Exhaust & Flue Gas Handling | 580-20-0000-00-L | EA | NO | YES | Tagged | 2010 | DIRECT LABOR | Active | Emissions Control & Pollution Management Systems | Exhaust & Flue Gas Handling |  |  |  |  | 5000 | Equipment | 58020000000L | Summary of Exhaust & Flue Gas Handling labor costs.
58 | 1 | 0 | 20 | 10 | 00 | 00 | L | Dampers & Isolation Systems | 580-20-1000-00-L | EA | NO | YES | Tagged | 2010 | DIRECT LABOR | Active | Emissions Control & Pollution Management Systems | Exhaust & Flue Gas Handling |  |  |  |  | 5000 | Equipment | 58020100000L | Direct field labor for Dampers & Isolation Systems.
58 | 1 | 0 | 20 | 15 | 00 | 00 | L | Ducting, Transitions & Liners | 580-20-1500-00-L | EA | NO | YES | Tagged | 2010 | DIRECT LABOR | Active | Emissions Control & Pollution Management Systems | Exhaust & Flue Gas Handling |  |  |  |  | 5000 | Equipment | 58020150000L | Direct field labor for Ducting, Transitions & Liners.
58 | 1 | 0 | 20 | 20 | 00 | 00 | L | Duct Sections | 580-20-2000-00-L | EA | NO | YES | Tagged | 2010 | DIRECT LABOR | Active | Emissions Control & Pollution Management Systems | Exhaust & Flue Gas Handling |  |  |  |  | 5000 | Equipment | 58020200000L | Direct field labor for Duct Sections.
58 | 1 | 0 | 20 | 25 | 00 | 00 | L | Duct Supports & Hangers | 580-20-2500-00-L | EA | NO | YES | Tagged | 2010 | DIRECT LABOR | Active | Emissions Control & Pollution Management Systems | Exhaust & Flue Gas Handling |  |  |  |  | 5000 | Equipment | 58020250000L | Direct field labor for Duct Supports & Hangers.
58 | 1 | 0 | 20 | 30 | 00 | 00 | L | Duct Field Fit-Up | 580-20-3000-00-L | EA | NO | YES | Tagged | 2010 | DIRECT LABOR | Active | Emissions Control & Pollution Management Systems | Exhaust & Flue Gas Handling |  |  |  |  | 5000 | Equipment | 58020300000L | Direct field labor for Duct Field Fit-Up.
58 | 1 | 0 | 25 | 00 | 00 | 00 | L | Flaring Systems | 580-25-0000-00-L | EA | NO | YES | Tagged | 2010 | DIRECT LABOR | Active | Emissions Control & Pollution Management Systems | Flaring Systems |  |  |  |  | 5000 | Equipment | 58025000000L | Summary of Flaring Systems labor costs.
58 | 1 | 0 | 25 | 05 | 00 | 00 | L | Flaring Systems – Packaged | 580-25-0500-00-L | EA | NO | YES | Tagged | 2010 | DIRECT LABOR | Active | Emissions Control & Pollution Management Systems | Flaring Systems |  |  |  |  | 5000 | Equipment | 58025050000L | Summary of Flaring Systems – Packaged labor costs.
58 | 1 | 0 | 25 | 05 | 05 | 00 | L | Skid-Mounted / Ground Flares | 580-25-0505-00-L | EA | NO | YES | Tagged | 2010 | DIRECT LABOR | Active | Emissions Control & Pollution Management Systems | Flaring Systems |  |  |  |  | 5000 | Equipment | 58025050500L | Direct field labor for Skid-Mounted / Ground Flares.
58 | 1 | 0 | 25 | 10 | 00 | 00 | L | Flaring Systems – Field-Erected | 580-25-1000-00-L | EA | NO | YES | Tagged | 2010 | DIRECT LABOR | Active | Emissions Control & Pollution Management Systems | Flaring Systems |  |  |  |  | 5000 | Equipment | 58025100000L | Summary of Flaring Systems – Field-Erected labor costs.
58 | 1 | 0 | 25 | 10 | 10 | 00 | L | Flare Stack / Riser Sections | 580-25-1010-00-L | EA | NO | YES | Tagged | 2010 | DIRECT LABOR | Active | Emissions Control & Pollution Management Systems | Flaring Systems |  |  |  |  | 5000 | Equipment | 58025101000L | Direct field labor for Flare Stack / Riser Sections.
58 | 1 | 0 | 25 | 10 | 15 | 00 | L | Flare Tip Assembly | 580-25-1015-00-L | EA | NO | YES | Tagged | 2010 | DIRECT LABOR | Active | Emissions Control & Pollution Management Systems | Flaring Systems |  |  |  |  | 5000 | Equipment | 58025101500L | Direct field labor for Flare Tip Assembly.
58 | 1 | 0 | 25 | 10 | 20 | 00 | L | Ignition & Pilot Systems | 580-25-1020-00-L | EA | NO | YES | Tagged | 2010 | DIRECT LABOR | Active | Emissions Control & Pollution Management Systems | Flaring Systems |  |  |  |  | 5000 | Equipment | 58025102000L | Direct field labor for Ignition & Pilot Systems.
58 | 1 | 0 | 25 | 10 | 30 | 00 | L | Flare Structural Steel | 580-25-1030-00-L | TN | NO | YES | Tagged | 2010 | DIRECT LABOR | Active | Emissions Control & Pollution Management Systems | Flaring Systems |  |  |  |  | 5000 | Equipment | 58025103000L | Direct field labor for Flare Structural Steel.
58 | 1 | 0 | 25 | 10 | 35 | 00 | L | Flare Access Platforms | 580-25-1035-00-L | TN | NO | YES | Bulks | 2010 | DIRECT LABOR | Active | Emissions Control & Pollution Management Systems | Flaring Systems |  |  |  |  | 5000 | Equipment | 58025103500L | Direct field labor for Flare Access Platforms.
60 | 1 | 0 | 00 | 00 | 00 | 00 | 0 | Pipe Shop | 600-00-0000-00-0 | LS | NO | NO | n/a | 2020 | DIRECT | Active | Pipe Shop | Summary |  |  |  |  | 5000 | Pipe Fabrication | 600000000000 | Top-level summary of all Pipe Shop costs.
60 | 1 | 1 | 00 | 00 | 00 | 00 | 0 | Pipe Shop Materials | 601-00-0000-00-0 | LS | YES | YES | Bulks | 2020 | MATERIALS | Active | Pipe Shop Materials | Summary |  |  |  |  | 5100 | Pipe Fabrication | 601000000000 | Top-level summary of all Pipe Shop Materials costs.
60 | 1 | 1 | 10 | 00 | 00 | 00 | M | Carbon Steel Pipe | 601-10-0000-00-M | LF | NO | NO | Bulks | 2020 | MATERIALS | Active | Pipe Shop Materials | Carbon Steel Pipe | 603000000000 |  |  |  | 5100 | Pipe Fabrication | 60110000000M | Summary of Carbon Steel Pipe material costs.
60 | 1 | 1 | 10 | 10 | 00 | 00 | M | Mat Carbon Steel Pipe | 601-10-1000-00-M | LF | NO | NO | Bulks | 2020 | MATERIALS | Active | Pipe Shop Materials | Carbon Steel Pipe | 603000000000 |  |  |  | 5100 | Pipe Fabrication | 60110100000M | Material cost for Mat Carbon Steel Pipe.
60 | 1 | 1 | 10 | 30 | 00 | 00 | M | Carbon Steel Pipe - Mat: CS Valves | 601-10-3000-00-M | EA | NO | NO | Bulks | 2020 | MATERIALS | Active | Pipe Shop Materials | Carbon Steel Pipe | 603000000000 |  |  |  | 5100 | Pipe Fabrication | 60110300000M | Material cost for Carbon Steel Pipe - Mat: CS Valves.
60 | 1 | 1 | 10 | 40 | 00 | 00 | M | Carbon Steel Pipe - Mat: CS Bolts, Nuts, Gaskets | 601-10-4000-00-M | LS | NO | NO | Bulks | 2020 | MATERIALS | Active | Pipe Shop Materials | Carbon Steel Pipe | 603000000000 |  |  |  | 5100 | Pipe Fabrication | 60110400000M | Material cost for Carbon Steel Pipe - Mat: CS Bolts, Nuts, Gaskets.
60 | 1 | 1 | 10 | 50 | 00 | 00 | M | Carbon Steel Pipe - Mat: CS Pipe Supports | 601-10-5000-00-M | EA | NO | NO | Bulks | 2020 | MATERIALS | Active | Pipe Shop Materials | Carbon Steel Pipe | 603000000000 |  |  |  | 5100 | Pipe Fabrication | 60110500000M | Material cost for Carbon Steel Pipe - Mat: CS Pipe Supports.
60 | 1 | 1 | 20 | 00 | 00 | 00 | M | Chrome Pipe | 601-20-0000-00-M | LF | NO | NO | Bulks | 2020 | MATERIALS | Active | Pipe Shop Materials | Chrome Pipe | 605000000000 |  |  |  | 5100 | Pipe Fabrication | 60120000000M | Summary of Chrome Pipe material costs.
60 | 1 | 1 | 20 | 10 | 00 | 00 | M | Mat: Chrome Pipe | 601-20-1000-00-M | LF | NO | NO | Bulks | 2020 | MATERIALS | Active | Pipe Shop Materials | Chrome Pipe | 605000000000 |  |  |  | 5100 | Pipe Fabrication | 60120100000M | Material cost for Chrome Pipe.
60 | 1 | 1 | 20 | 30 | 00 | 00 | M | Chrome Pipe - Mat: CS Valves | 601-20-3000-00-M | EA | NO | NO | Bulks | 2020 | MATERIALS | Active | Pipe Shop Materials | Chrome Pipe | 605000000000 |  |  |  | 5100 | Pipe Fabrication | 60120300000M | Material cost for Chrome Pipe - Mat: CS Valves.
60 | 2 | 1 | 20 | 40 | 00 | 00 | M | Chrome Pipe - Mat: CS Bolts, Nuts, Gaskets | 601-20-4000-00-M | LS | NO | NO | Bulks | 2020 | MATERIALS | Active | Pipe Shop Materials | Chrome Pipe | 605000000000 |  |  |  | 5100 | Pipe Fabrication | 60120400000M | Material cost for Chrome Pipe - Mat: CS Bolts, Nuts, Gaskets.
60 | 2 | 1 | 20 | 50 | 00 | 00 | M | Chrome Pipe - Mat: CS Pipe Supports | 601-20-5000-00-M | EA | NO | NO | Bulks | 2020 | MATERIALS | Active | Pipe Shop Materials | Chrome Pipe | 605000000000 |  |  |  | 5100 | Pipe Fabrication | 60120500000M | Material cost for Chrome Pipe - Mat: CS Pipe Supports.
60 | 2 | 1 | 30 | 00 | 00 | 00 | M | Copper, Brass, Aluminum, Plastic, & Specialty Piping Materials | 601-30-0000-00-M | LF | NO | NO | Bulks | 2020 | MATERIALS | Active | Pipe Shop Materials | Copper, Brass, Aluminum, Plastic, & Specialty Piping Materials | 608000000000 |  |  |  | 5100 | Pipe Fabrication | 60130000000M | Material cost for Copper, Brass, Aluminum, Plastic, & Specialty Piping Materials.
60 | 2 | 1 | 40 | 00 | 00 | 00 | M | High Alloy Pipe Materials | 601-40-0000-00-M | LF | NO | NO | Bulks | 2020 | MATERIALS | Active | Pipe Shop Materials | High Alloy Pipe Materials | 611000000000 |  |  |  | 5100 | Pipe Fabrication | 60140000000M | Summary of High Alloy Pipe Materials material costs.
60 | 2 | 1 | 40 | 10 | 00 | 00 | M | Mat: High Alloy Pipe | 601-40-1000-00-M | LF | NO | NO | Bulks | 2020 | MATERIALS | Active | Pipe Shop Materials | High Alloy Pipe Materials | 611000000000 |  |  |  | 5100 | Pipe Fabrication | 60140100000M | Material cost for High Alloy Pipe.
60 | 2 | 1 | 40 | 30 | 00 | 00 | M | Mat: High Alloy Valves | 601-40-3000-00-M | EA | NO | NO | Bulks | 2020 | MATERIALS | Active | Pipe Shop Materials | High Alloy Pipe Materials | 611000000000 |  |  |  | 5100 | Pipe Fabrication | 60140300000M | Material cost for High Alloy Valves.
60 | 2 | 1 | 40 | 40 | 00 | 00 | M | Mat: High Alloy Bolts, Nuts, Gaskets | 601-40-4000-00-M | LS | NO | NO | Bulks | 2020 | MATERIALS | Active | Pipe Shop Materials | High Alloy Pipe Materials | 611000000000 |  |  |  | 5100 | Pipe Fabrication | 60140400000M | Material cost for High Alloy Bolts, Nuts, Gaskets.
60 | 2 | 1 | 40 | 50 | 00 | 00 | M | Mat: High Alloy Pipe Supports | 601-40-5000-00-M | EA | NO | NO | Bulks | 2020 | MATERIALS | Active | Pipe Shop Materials | High Alloy Pipe Materials | 611000000000 |  |  |  | 5100 | Pipe Fabrication | 60140500000M | Material cost for High Alloy Pipe Supports.
60 | 2 | 1 | 50 | 00 | 00 | 00 | M | Stainless Steel Pipe | 601-50-0000-00-M | LF | NO | NO | Bulks | 2020 | MATERIALS | Active | Pipe Shop Materials | Stainless Steel Pipe | 604000000000 |  |  |  | 5100 | Pipe Fabrication | 60150000000M | Summary of Stainless Steel Pipe material costs.
60 | 2 | 1 | 50 | 10 | 00 | 00 | M | Mat: SS Pipe | 601-50-1000-00-M | LF | NO | NO | Bulks | 2020 | MATERIALS | Active | Pipe Shop Materials | Stainless Steel Pipe | 604000000000 |  |  |  | 5100 | Pipe Fabrication | 60150100000M | Material cost for SS Pipe.
60 | 2 | 1 | 50 | 20 | 00 | 00 | M | Mat: SS Valves | 601-50-2000-00-M | EA | NO | NO | Bulks | 2020 | MATERIALS | Active | Pipe Shop Materials | Stainless Steel Pipe | 604000000000 |  |  |  | 5100 | Pipe Fabrication | 60150200000M | Material cost for SS Valves.
60 | 2 | 1 | 50 | 30 | 00 | 00 | M | Mat: SS Bolts, Nuts, Gaskets | 601-50-3000-00-M | LS | NO | NO | Bulks | 2020 | MATERIALS | Active | Pipe Shop Materials | Stainless Steel Pipe | 604000000000 |  |  |  | 5100 | Pipe Fabrication | 60150300000M | Material cost for SS Bolts, Nuts, Gaskets.
60 | 2 | 1 | 50 | 40 | 00 | 00 | M | Mat: SS Pipe Supports | 601-50-4000-00-M | EA | NO | NO | Bulks | 2020 | MATERIALS | Active | Pipe Shop Materials | Stainless Steel Pipe | 604000000000 |  |  |  | 5100 | Pipe Fabrication | 60150400000M | Material cost for SS Pipe Supports.
60 | 3 | 1 | 60 | 00 | 00 | 00 | M | Vitaulic Pipe | 601-60-0000-00-M | LF | NO | NO | Bulks | 2020 | MATERIALS | Active | Pipe Shop Materials | Vitaulic Pipe | 610000000000 |  |  |  | 5100 | Pipe Fabrication | 60160000000M | Summary of Vitaulic Pipe material costs.
60 | 3 | 1 | 60 | 10 | 00 | 00 | M | Mat: VP Pipe | 601-60-1000-00-M | LF | NO | NO | Bulks | 2020 | MATERIALS | Active | Pipe Shop Materials | Vitaulic Pipe | 610000000000 |  |  |  | 5100 | Pipe Fabrication | 60160100000M | Material cost for VP Pipe.
60 | 3 | 1 | 60 | 40 | 00 | 00 | M | Mat: VP Pipe Supports | 601-60-4000-00-M | EA | NO | NO | Bulks | 2020 | MATERIALS | Active | Pipe Shop Materials | Vitaulic Pipe | 610000000000 |  |  |  | 5100 | Pipe Fabrication | 60160400000M | Material cost for VP Pipe Supports.
60 | 3 | 2 | 00 | 00 | 00 | 00 | 0 | Pipe Shop Staff | 602-00-0000-00-0 | LS | YES | YES | n/a | 2020 | DIRECT SUPPORT | Active | Pipe Shop Staff | Summary |  |  |  |  | 5000 | Pipe Fabrication | 602000000000 | Top-level summary of all Pipe Shop Staff costs.
60 | 3 | 2 | 10 | 00 | 00 | 00 | L | Pipe Shop Management | 602-10-0000-00-L | LF | NO | NO | n/a | 2020 | DIRECT SUPPORT | Active | Pipe Shop Staff | Pipe Shop Management | 610000000000 |  |  |  | 5000 | Pipe Fabrication | 60210000000L | Labor cost for Pipe Shop Management.
60 | 3 | 2 | 15 | 00 | 00 | 00 | L | Pipe Shop Superintendents | 602-15-0000-00-L | LF | NO | NO | n/a | 2020 | DIRECT SUPPORT | Active | Pipe Shop Staff | Pipe Shop Superintendents | 610000000000 |  |  |  | 5000 | Pipe Fabrication | 60215000000L | Summary of Pipe Shop Superintendents labor costs.
60 | 3 | 2 | 15 | 50 | 00 | 00 | L | Pipe Shop - Superintendents - Pipefitter | 602-15-5000-00-L | EA | NO | NO | n/a | 2020 | DIRECT SUPPORT | Active | Pipe Shop Staff | Pipe Shop Superintendents | 610000000000 |  |  |  | 5000 | Pipe Fabrication | 60215500000L | Labor cost for Pipe Shop - Superintendents - Pipefitter.
60 | 3 | 2 | 20 | 00 | 00 | 00 | L | Pipe Shop General Foreman | 602-20-0000-00-L | LF | NO | NO | n/a | 2020 | DIRECT SUPPORT | Active | Pipe Shop Staff | Pipe Shop General Foreman | 610000000000 |  |  |  | 5000 | Pipe Fabrication | 60220000000L | Summary of Pipe Shop General Foreman labor costs.
60 | 3 | 2 | 20 | 35 | 00 | 00 | L | Pipe Shop - General Foreman - Pipefitter | 602-20-3500-00-L | EA | NO | NO | n/a | 2020 | DIRECT SUPPORT | Active | Pipe Shop Staff | Pipe Shop General Foreman | 610000000000 |  |  |  | 5000 | Pipe Fabrication | 60220350000L | Labor cost for Pipe Shop - General Foreman - Pipefitter.
60 | 3 | 2 | 25 | 00 | 00 | 00 | L | Pipe Shop Administration | 602-25-0000-00-L | LF | NO | NO | n/a | 2020 | DIRECT SUPPORT | Active | Pipe Shop Staff | Pipe Shop Administration | 610000000000 |  |  |  | 5000 | Pipe Fabrication | 60225000000L | Summary of Pipe Shop Administration labor costs.
60 | 3 | 2 | 25 | 10 | 00 | 00 | L | Pipe Shop - Office Manager | 602-25-1000-00-L | EA | NO | NO | n/a | 2020 | DIRECT SUPPORT | Active | Pipe Shop Staff | Pipe Shop Administration | 610000000000 |  |  |  | 5000 | Pipe Fabrication | 60225100000L | Labor cost for Pipe Shop - Office Manager.
60 | 4 | 2 | 25 | 20 | 00 | 00 | L | Pipe Shop - Clerical | 602-25-2000-00-L | EA | NO | NO | n/a | 2020 | DIRECT SUPPORT | Active | Pipe Shop Staff | Pipe Shop Administration | 610000000000 |  |  |  | 5000 | Pipe Fabrication | 60225200000L | Labor cost for Pipe Shop - Clerical.
60 | 4 | 2 | 30 | 00 | 00 | 00 | L | Pipe Shop Procurement/Subcontract | 602-30-0000-00-L | LF | NO | NO | n/a | 2020 | DIRECT SUPPORT | Active | Pipe Shop Staff | Pipe Shop Procurement/Subcontract | 610000000000 |  |  |  | 5000 | Pipe Fabrication | 60230000000L | Summary of Pipe Shop Procurement/Subcontract labor costs.
60 | 4 | 2 | 30 | 10 | 00 | 00 | L | Pipe Shop - Procurement Manager | 602-30-1000-00-L | EA | NO | NO | n/a | 2020 | DIRECT SUPPORT | Active | Pipe Shop Staff | Pipe Shop Procurement/Subcontract | 610000000000 |  |  |  | 5000 | Pipe Fabrication | 60230100000L | Labor cost for Pipe Shop - Procurement Manager.
60 | 4 | 2 | 50 | 00 | 00 | 00 | 0 | Pipe Shop Quality | 602-50-0000-00-0 | LF | NO | NO | n/a | 2020 | DIRECT SUPPORT | Active | Pipe Shop Staff | Pipe Shop Material Control | 610000000000 |  |  |  | 5000 | Pipe Fabrication | 602500000000 | Summary of Pipe Shop Quality costs.
60 | 4 | 2 | 50 | 00 | 00 | 00 | L | Pipe Shop Material Control | 602-50-0000-00-L | LF | NO | NO | n/a | 2020 | DIRECT SUPPORT | Active | Pipe Shop Staff | Pipe Shop Material Control | 610000000000 |  |  |  | 5000 | Pipe Fabrication | 60250000000L | Summary of Pipe Shop Material Control labor costs.
60 | 4 | 3 | 00 | 00 | 00 | 00 | 0 | Pipe Shop Support Services & Supplies | 603-00-0000-00-0 | LS | YES | YES | n/a | 2020 | DIRECT SUPPORT | Active | Pipe Shop Support Services & Supplies | Summary |  |  |  |  | 5000 | Pipe Fabrication | 603000000000 | Top-level summary of all Pipe Shop Support Labor costs.
60 | 7 | 3 | 10 | 00 | 00 | 00 | 0 | Pipe Shop Small Tools & Consumables | 603-10-0000-00-0 | LF | NO | NO | n/a | 2020 | DIRECT SUPPORT | Active | Pipe Shop Support Services & Supplies | Pipe Shop Small Tools & Consumables | 610000000000 |  |  |  | 5000 | Pipe Fabrication | 603100000000 | Summary of Pipe Shop Small Tools & Consumables costs.
60 | 7 | 3 | 10 | 05 | 00 | 00 | O | Pipe Shop - Small Tools | 603-10-0500-00-O | EA | NO | NO | n/a | 2020 | DIRECT SUPPORT | Active | Pipe Shop Support Services & Supplies | Pipe Shop Small Tools & Consumables | 610000000000 |  |  |  | 5400 | Pipe Fabrication | 60310050000O | Cost of Pipe Shop - Small Tools.
60 | 7 | 3 | 10 | 10 | 00 | 00 | M | Pipe Shop - Consumables (used one time) | 603-10-1000-00-M | EA | NO | NO | n/a | 2020 | DIRECT SUPPORT | Active | Pipe Shop Support Services & Supplies | Pipe Shop Small Tools & Consumables | 610000000000 |  |  |  | 5100 | Pipe Fabrication | 60310100000M | Material cost for Pipe Shop - Consumables (used one time).
60 | 7 | 3 | 10 | 15 | 00 | 00 | O | Pipe Shop - Safety Supplies | 603-10-1500-00-O | EA | NO | NO | n/a | 2020 | DIRECT SUPPORT | Active | Pipe Shop Support Services & Supplies | Pipe Shop Small Tools & Consumables | 610000000000 |  |  |  | 5400 | Pipe Fabrication | 60310150000O | Cost of Pipe Shop - Safety Supplies.
60 | 7 | 3 | 10 | 20 | 00 | 00 | O | Pipe Shop - Other Supplies | 603-10-2000-00-O | EA | NO | NO | n/a | 2020 | DIRECT SUPPORT | Active | Pipe Shop Support Services & Supplies | Pipe Shop Small Tools & Consumables | 610000000000 |  |  |  | 5400 | Pipe Fabrication | 60310200000O | Cost of Pipe Shop - Other Supplies.
60 | 9 | 3 | 20 | 00 | 00 | 00 | O | Pipe Shop Site Services | 603-20-0000-00-O | LF | NO | NO | n/a | 2020 | DIRECT SUPPORT | Active | Pipe Shop Support Services & Supplies | Pipe Shop Site Services | 610000000000 |  |  |  | 5400 | Pipe Fabrication | 60320000000O | Summary of Pipe Shop Site Services costs.
60 | 9 | 3 | 20 | 50 | 00 | 00 | O | Pipe Shop Freight/Shipping/Mail | 603-20-5000-00-O | CF | NO | NO | n/a | 2020 | DIRECT SUPPORT | Active | Pipe Shop Support Services & Supplies | Pipe Shop Site Services | 05255000000L |  |  |  | 5400 | Pipe Fabrication | 60320500000O | Summary of Pipe Shop Freight/Shipping/Mail costs.
60 | 9 | 3 | 20 | 50 | 15 | 00 | O | Pipe Shop Ground Freight | 603-20-5015-00-O | CF | NO | NO | n/a | 2020 | DIRECT SUPPORT | Active | Pipe Shop Support Services & Supplies | Pipe Shop Site Services |  |  |  |  | 5400 | Pipe Fabrication | 60320501500O | Cost of Pipe Shop Ground Freight.
60 | 9 | 3 | 20 | 50 | 20 | 00 | O | Pipe Shop Air Freight | 603-20-5020-00-O | CF | NO | NO | n/a | 2020 | DIRECT SUPPORT | Active | Pipe Shop Support Services & Supplies | Pipe Shop Site Services |  |  |  |  | 5400 | Pipe Fabrication | 60320502000O | Cost of Pipe Shop Air Freight.
60 | 9 | 3 | 20 | 50 | 25 | 00 | O | Pipe Shop Ocean Freight | 603-20-5025-00-O | CF | NO | NO | n/a | 2020 | DIRECT SUPPORT | Active | Pipe Shop Support Services & Supplies | Pipe Shop Site Services |  |  |  |  | 5400 | Pipe Fabrication | 60320502500O | Cost of Pipe Shop Ocean Freight.
60 | 9 | 4 | 00 | 00 | 00 | 00 | 0 | Pipe Shop Equipment | 604-00-0000-00-0 | LS | YES | YES | n/a | 2020 | DIRECT SUPPORT | Active | Pipe Shop Equipment | Summary |  |  |  |  | 5300 | Pipe Fabrication | 604000000000 | Top-level summary of all Pipe Shop Equipment costs.
60 | 9 | 4 | 10 | 00 | 00 | 00 | E | Pipe Shop Haskell Owned Equipment | 604-10-0000-00-E | LF | NO | NO | n/a | 2020 | DIRECT SUPPORT | Active | Pipe Shop Equipment | Pipe Shop Haskell Owned Equipment | 610000000000 |  |  |  | 5300 | Pipe Fabrication | 60410000000E | Summary of Pipe Shop Haskell Owned Equipment costs.
60 | 9 | 4 | 10 | 40 | 00 | 00 | E | Pipe Shop Cranes | 604-10-4000-00-E | CF | NO | NO | n/a | 2020 | DIRECT SUPPORT | Active | Pipe Shop Equipment | Pipe Shop Haskell Owned Equipment | 05255000000L |  |  |  | 5300 | Pipe Fabrication | 60410400000E | Equipment cost for Pipe Shop Cranes.
60 | 9 | 4 | 20 | 00 | 00 | 00 | E | Pipe Shop Third Party Rental Equipment | 604-20-0000-00-E | LF | NO | NO | n/a | 2020 | DIRECT SUPPORT | Active | Pipe Shop Equipment | Pipe Shop Maintenance Lubricants & Oil | 610000000000 |  |  |  | 5500 | Pipe Fabrication | 60420000000E | Summary of Pipe Shop Third Party Rental Equipment costs.
60 | 0 | 4 | 20 | 40 | 00 | 00 | E | Pipe Shop Third Party Cranes | 604-20-4000-00-E | CF | NO | NO | n/a | 2020 | DIRECT SUPPORT | Active | Pipe Shop Equipment | Pipe Shop Maintenance Lubricants & Oil | 05255000000L |  |  |  | 5300 | Pipe Fabrication | 60420400000E | Equipment cost for Pipe Shop Third Party Cranes.
60 | 0 | 4 | 50 | 00 | 00 | 00 | 0 | Pipe Shop Maintenance Lubricants & Oil | 604-50-0000-00-0 | LF | NO | NO | n/a | 2020 | DIRECT SUPPORT | Active | Pipe Shop Equipment | Pipe Shop Maintenance Lubricants & Oil | 610000000000 |  |  |  | 5000 | Pipe Fabrication | 604500000000 | Cost of Pipe Shop Maintenance Lubricants & Oil.
60 | 0 | 7 | 00 | 00 | 00 | 00 | 0 | Pipe Shop Training & Expenses | 607-00-0000-00-0 | LS | YES | YES | n/a | 2020 | DIRECT LABOR | Active | Pipe Shop Training & Expenses | Summary |  |  |  |  | 5000 | Pipe Fabrication | 607000000000 | Top-level summary of all Pipe Shop Training & Expenses costs.
60 | 0 | 7 | 10 | 00 | 00 | 00 | 0 | Pipe Shop Training & Onboarding | 607-10-0000-00-0 | LF | NO | NO | n/a | 2020 | DIRECT LABOR | Active | Pipe Shop Training & Expenses | Pipe Shop Training & Onboarding | 610000000000 |  |  |  | 5000 | Pipe Fabrication | 607100000000 | Cost of Pipe Shop Training & Onboarding.
60 | 0 | 7 | 20 | 00 | 00 | 00 | 0 | Pipe Shop Expenses | 607-20-0000-00-0 | LF | NO | NO | n/a | 2020 | DIRECT LABOR | Active | Pipe Shop Training & Expenses | Pipe Shop Work Gap Allowance | 610000000000 |  |  |  | 5000 | Pipe Fabrication | 607200000000 | Summary of Pipe Shop Expenses costs.
60 | 0 | 7 | 20 | 90 | 00 | 00 | L | Pipe Shop Market Recovery | 607-20-9000-00-L | CF | NO | NO | n/a | 2020 | DIRECT LABOR | Active | Pipe Shop Training & Expenses | Pipe Shop Work Gap Allowance | 05255000000L |  |  |  | 5000 | Pipe Fabrication | 60720900000L | Labor cost for Pipe Shop Market Recovery.
60 | 0 | 7 | 50 | 00 | 00 | 00 | L | Pipe Shop Work Gap Allowance | 607-50-0000-00-L | LF | NO | NO | n/a | 2020 | DIRECT LABOR | Active | Pipe Shop Training & Expenses | Pipe Shop Work Gap Allowance | 610000000000 |  |  |  | 5000 | Pipe Fabrication | 60750000000L | Labor cost for Pipe Shop Work Gap Allowance.
60 | 0 | 9 | 00 | 00 | 00 | 00 | 0 | Pipe Shop Testing & Services | 609-00-0000-00-0 | LF | YES | YES | n/a | 2020 | DIRECT LABOR | Active | Pipe Shop Testing & Services | Summary | 608000000000 |  |  |  | 5000 | Pipe Fabrication | 609000000000 | Top-level summary of all Pipe Shop Testing & Services costs.
60 | 0 | 9 | 90 | 00 | 00 | 00 | S | Shop Piping NDE (testing & inspections) | 609-90-0000-00-S | LF | NO | NO | n/a | 2020 | DIRECT LABOR | Active | Pipe Shop Testing & Services | Shop Piping NDE (testing & inspections) | 608000000000 |  |  |  | 5200 | Pipe Fabrication | 60990000000S | Summary of subcontracted Shop Piping NDE (testing & inspections) costs.
60 | 0 | 9 | 90 | 05 | 00 | 00 | S | Carbon Steel Piping NDE | 609-90-0500-00-S | LF | NO | NO | n/a | 2020 | DIRECT LABOR | Active | Pipe Shop Testing & Services | Shop Piping NDE (testing & inspections) | 608000000000 |  |  |  | 5200 | Pipe Fabrication | 60990050000S | Cost of subcontracted Carbon Steel Piping NDE work.
60 | 0 | 9 | 90 | 10 | 00 | 00 | S | Chrome Piping NDE | 609-90-1000-00-S | LF | NO | NO | n/a | 2020 | DIRECT LABOR | Active | Pipe Shop Testing & Services | Shop Piping NDE (testing & inspections) | 608000000000 |  |  |  | 5200 | Pipe Fabrication | 60990100000S | Cost of subcontracted Chrome Piping NDE work.
60 | 0 | 9 | 90 | 15 | 00 | 00 | S | Stainless Steel Pipe NDE | 609-90-1500-00-S | LF | NO | NO | n/a | 2020 | DIRECT LABOR | Active | Pipe Shop Testing & Services | Shop Piping NDE (testing & inspections) | 608000000000 |  |  |  | 5200 | Pipe Fabrication | 60990150000S | Cost of subcontracted Stainless Steel Pipe NDE work.
60 | 0 | 9 | 99 | 00 | 00 | 00 | 0 | Shop Piping Hydrotesting & Restoration | 609-99-0000-00-0 | LF | NO | NO | n/a | 2020 | DIRECT LABOR | Active | Pipe Shop Testing & Services | Shop Piping Hydrotesting & Restoration | 608000000000 |  |  |  | 5000 | Pipe Fabrication | 609990000000 | Summary of Shop Piping Hydrotesting & Restoration costs.
60 | 0 | 9 | 99 | 05 | 00 | 00 | L | Hydro & Restore Carbon Steel Piping | 609-99-0500-00-L | LF | NO | NO | n/a | 2020 | DIRECT LABOR | Active | Pipe Shop Testing & Services | Shop Piping Hydrotesting & Restoration | 608000000000 |  |  |  | 5000 | Pipe Fabrication | 60999050000L | Direct field labor for Hydro & Restore Carbon Steel Piping.
60 | 0 | 9 | 99 | 10 | 00 | 00 | L | Hydro & Restore Chrome Piping | 609-99-1000-00-L | LF | NO | NO | n/a | 2020 | DIRECT LABOR | Active | Pipe Shop Testing & Services | Shop Piping Hydrotesting & Restoration | 608000000000 |  |  |  | 5000 | Pipe Fabrication | 60999100000L | Direct field labor for Hydro & Restore Chrome Piping.
60 | 0 | 9 | 99 | 15 | 00 | 00 | L | Hydro & Restore Stainless Steel Pipe | 609-99-1500-00-L | LF | NO | NO | n/a | 2020 | DIRECT LABOR | Active | Pipe Shop Testing & Services | Shop Piping Hydrotesting & Restoration | 608000000000 |  |  |  | 5000 | Pipe Fabrication | 60999150000L | Direct field labor for Hydro & Restore Stainless Steel Pipe.
61 | 0 | 0 | 00 | 00 | 00 | 00 | 0 | Shop Fab Carbon Steel | 610-00-0000-00-0 | LF | YES | YES | n/a | 2020 | DIRECT LABOR | Active | Shop Fab Carbon Steel | Summary | 608000000000 |  |  |  | 5000 | Pipe Fabrication | 610000000000 | Top-level summary of all Shop Fab Carbon Steel costs.
61 | 0 | 0 | LB | 00 | 00 | LB | L | Shop Fab Carbon Steel Large Bore | 610-LB-0000-LB-L | LF | NO | NO | n/a | 2020 | DIRECT LABOR | Active | Shop Fab Carbon Steel | Shop Fab Carbon Steel Large Bore | 608000000000 |  |  |  | 5000 | Pipe Fabrication | 610LB0000LBL | Summary of Shop Fab Carbon Steel Large Bore labor costs.
61 | 0 | 0 | LB | 12 | 00 | ST | L | Shop Fab Carbon Steel Large Bore 12" | 610-LB-1200-ST-L | LF | NO | NO | n/a | 2020 | DIRECT LABOR | Active | Shop Fab Carbon Steel | Shop Fab Carbon Steel Large Bore |  |  |  |  | 5000 | Pipe Fabrication | 610LB1200STL | Summary of Shop Fab Carbon Steel Large Bore 12" labor costs.
61 | 0 | 0 | LB | 12 | FB | 00 | L | Shop Fab Carbon Steel Large Bore 12" - Shop Fabricate | 610-LB-12FB-00-L | LF | NO | NO | n/a | 2020 | DIRECT LABOR | Active | Shop Fab Carbon Steel | Shop Fab Carbon Steel Large Bore |  |  |  |  | 5000 | Pipe Fabrication | 610LB12FB00L | Summary of Shop Fab Carbon Steel Large Bore 12" - Shop Fabricate labor costs.
61 | 0 | 0 | LB | 12 | FB | ST | L | Shop Fab CSLB: 12" Sch Standard or less | 610-LB-12FB-ST-L | LF | NO | NO | n/a | 2020 | DIRECT LABOR | Active | Shop Fab Carbon Steel | Shop Fab Carbon Steel Large Bore |  |  |  |  | 5000 | Pipe Fabrication | 610LB12FBSTL | Direct field labor for Shop Fab CSLB: 12" Sch Standard or less.
61 | 0 | 0 | LB | 12 | FB | XH | L | Shop Fab CSLB: 12" Sch XH | 610-LB-12FB-XH-L | LF | NO | NO | n/a | 2020 | DIRECT LABOR | Active | Shop Fab Carbon Steel | Shop Fab Carbon Steel Large Bore |  |  |  |  | 5000 | Pipe Fabrication | 610LB12FBXHL | Direct field labor for Shop Fab CSLB: 12" Sch XH.
61 | 0 | 0 | LB | 12 | FB | XX | L | Shop Fab CSLB: 12" Sch XXH | 610-LB-12FB-XX-L | LF | NO | NO | n/a | 2020 | DIRECT LABOR | Active | Shop Fab Carbon Steel | Shop Fab Carbon Steel Large Bore |  |  |  |  | 5000 | Pipe Fabrication | 610LB12FBXXL | Direct field labor for Shop Fab CSLB: 12" Sch XXH.
61 | 0 | 0 | LB | 14 | 00 | ST | L | Shop Fab Carbon Steel Large Bore 14" | 610-LB-1400-ST-L | LF | NO | NO | n/a | 2020 | DIRECT LABOR | Active | Shop Fab Carbon Steel | Shop Fab Carbon Steel Large Bore |  |  |  |  | 5000 | Pipe Fabrication | 610LB1400STL | Summary of Shop Fab Carbon Steel Large Bore 14" labor costs.
61 | 0 | 0 | LB | 14 | FB | 00 | L | Shop Fab Carbon Steel Large Bore 14" - Shop Fabricate | 610-LB-14FB-00-L | LF | NO | NO | n/a | 2020 | DIRECT LABOR | Active | Shop Fab Carbon Steel | Shop Fab Carbon Steel Large Bore |  |  |  |  | 5000 | Pipe Fabrication | 610LB14FB00L | Summary of Shop Fab Carbon Steel Large Bore 14" - Shop Fabricate labor costs.
61 | 0 | 0 | LB | 14 | FB | ST | L | Shop Fab CSLB: 14" Sch Standard or less | 610-LB-14FB-ST-L | LF | NO | NO | n/a | 2020 | DIRECT LABOR | Active | Shop Fab Carbon Steel | Shop Fab Carbon Steel Large Bore |  |  |  |  | 5000 | Pipe Fabrication | 610LB14FBSTL | Direct field labor for Shop Fab CSLB: 14" Sch Standard or less.
61 | 0 | 0 | LB | 14 | FB | XH | L | Shop Fab CSLB: 14" Sch XH | 610-LB-14FB-XH-L | LF | NO | NO | n/a | 2020 | DIRECT LABOR | Active | Shop Fab Carbon Steel | Shop Fab Carbon Steel Large Bore |  |  |  |  | 5000 | Pipe Fabrication | 610LB14FBXHL | Direct field labor for Shop Fab CSLB: 14" Sch XH.
61 | 0 | 0 | LB | 14 | FB | XX | L | Shop Fab CSLB: 14" Sch XXH | 610-LB-14FB-XX-L | LF | NO | NO | n/a | 2020 | DIRECT LABOR | Active | Shop Fab Carbon Steel | Shop Fab Carbon Steel Large Bore |  |  |  |  | 5000 | Pipe Fabrication | 610LB14FBXXL | Direct field labor for Shop Fab CSLB: 14" Sch XXH.
61 | 0 | 0 | LB | 16 | 00 | ST | L | Shop Fab Carbon Steel Large Bore 16" | 610-LB-1600-ST-L | LF | NO | NO | n/a | 2020 | DIRECT LABOR | Active | Shop Fab Carbon Steel | Shop Fab Carbon Steel Large Bore |  |  |  |  | 5000 | Pipe Fabrication | 610LB1600STL | Summary of Shop Fab Carbon Steel Large Bore 16" labor costs.
61 | 0 | 0 | LB | 16 | FB | 00 | L | Shop Fab Carbon Steel Large Bore 16" - Shop Fabricate | 610-LB-16FB-00-L | LF | NO | NO | n/a | 2020 | DIRECT LABOR | Active | Shop Fab Carbon Steel | Shop Fab Carbon Steel Large Bore |  |  |  |  | 5000 | Pipe Fabrication | 610LB16FB00L | Summary of Shop Fab Carbon Steel Large Bore 16" - Shop Fabricate labor costs.
61 | 0 | 0 | LB | 16 | FB | ST | L | Shop Fab CSLB: 16" Sch Standard or less | 610-LB-16FB-ST-L | LF | NO | NO | n/a | 2020 | DIRECT LABOR | Active | Shop Fab Carbon Steel | Shop Fab Carbon Steel Large Bore |  |  |  |  | 5000 | Pipe Fabrication | 610LB16FBSTL | Direct field labor for Shop Fab CSLB: 16" Sch Standard or less.
61 | 0 | 0 | LB | 16 | FB | XH | L | Shop Fab CSLB: 16" Sch XH | 610-LB-16FB-XH-L | LF | NO | NO | n/a | 2020 | DIRECT LABOR | Active | Shop Fab Carbon Steel | Shop Fab Carbon Steel Large Bore |  |  |  |  | 5000 | Pipe Fabrication | 610LB16FBXHL | Direct field labor for Shop Fab CSLB: 16" Sch XH.
61 | 0 | 0 | LB | 16 | FB | XX | L | Shop Fab CSLB: 16" Sch XXH | 610-LB-16FB-XX-L | LF | NO | NO | n/a | 2020 | DIRECT LABOR | Active | Shop Fab Carbon Steel | Shop Fab Carbon Steel Large Bore |  |  |  |  | 5000 | Pipe Fabrication | 610LB16FBXXL | Direct field labor for Shop Fab CSLB: 16" Sch XXH.
61 | 0 | 0 | LB | 18 | 00 | ST | L | Shop Fab Carbon Steel Large Bore 18" | 610-LB-1800-ST-L | LF | NO | NO | n/a | 2020 | DIRECT LABOR | Active | Shop Fab Carbon Steel | Shop Fab Carbon Steel Large Bore |  |  |  |  | 5000 | Pipe Fabrication | 610LB1800STL | Summary of Shop Fab Carbon Steel Large Bore 18" labor costs.
61 | 0 | 0 | LB | 18 | FB | 00 | L | Shop Fab Carbon Steel Large Bore 18" - Shop Fabricate | 610-LB-18FB-00-L | LF | NO | NO | n/a | 2020 | DIRECT LABOR | Active | Shop Fab Carbon Steel | Shop Fab Carbon Steel Large Bore |  |  |  |  | 5000 | Pipe Fabrication | 610LB18FB00L | Summary of Shop Fab Carbon Steel Large Bore 18" - Shop Fabricate labor costs.
61 | 0 | 0 | LB | 18 | FB | ST | L | Shop Fab CSLB: 18" Sch Standard or less | 610-LB-18FB-ST-L | LF | NO | NO | n/a | 2020 | DIRECT LABOR | Active | Shop Fab Carbon Steel | Shop Fab Carbon Steel Large Bore |  |  |  |  | 5000 | Pipe Fabrication | 610LB18FBSTL | Direct field labor for Shop Fab CSLB: 18" Sch Standard or less.
61 | 0 | 0 | LB | 18 | FB | XH | L | Shop Fab CSLB: 18" Sch XH | 610-LB-18FB-XH-L | LF | NO | NO | n/a | 2020 | DIRECT LABOR | Active | Shop Fab Carbon Steel | Shop Fab Carbon Steel Large Bore |  |  |  |  | 5000 | Pipe Fabrication | 610LB18FBXHL | Direct field labor for Shop Fab CSLB: 18" Sch XH.
61 | 0 | 0 | LB | 18 | FB | XX | L | Shop Fab CSLB: 18" Sch XXH | 610-LB-18FB-XX-L | LF | NO | NO | n/a | 2020 | DIRECT LABOR | Active | Shop Fab Carbon Steel | Shop Fab Carbon Steel Large Bore |  |  |  |  | 5000 | Pipe Fabrication | 610LB18FBXXL | Direct field labor for Shop Fab CSLB: 18" Sch XXH.
61 | 0 | 0 | LB | 20 | 00 | ST | L | Shop Fab Carbon Steel Large Bore 20" | 610-LB-2000-ST-L | LF | NO | NO | n/a | 2020 | DIRECT LABOR | Active | Shop Fab Carbon Steel | Shop Fab Carbon Steel Large Bore |  |  |  |  | 5000 | Pipe Fabrication | 610LB2000STL | Summary of Shop Fab Carbon Steel Large Bore 20" labor costs.
61 | 0 | 0 | LB | 20 | FB | 00 | L | Shop Fab Carbon Steel Large Bore 20" - Shop Fabricate | 610-LB-20FB-00-L | LF | NO | NO | n/a | 2020 | DIRECT LABOR | Active | Shop Fab Carbon Steel | Shop Fab Carbon Steel Large Bore |  |  |  |  | 5000 | Pipe Fabrication | 610LB20FB00L | Summary of Shop Fab Carbon Steel Large Bore 20" - Shop Fabricate labor costs.
61 | 0 | 0 | LB | 20 | FB | ST | L | Shop Fab CSLB: 20" Sch Standard or less | 610-LB-20FB-ST-L | LF | NO | NO | n/a | 2020 | DIRECT LABOR | Active | Shop Fab Carbon Steel | Shop Fab Carbon Steel Large Bore |  |  |  |  | 5000 | Pipe Fabrication | 610LB20FBSTL | Direct field labor for Shop Fab CSLB: 20" Sch Standard or less.
61 | 0 | 0 | LB | 20 | FB | XH | L | Shop Fab CSLB: 20" Sch XH | 610-LB-20FB-XH-L | LF | NO | NO | n/a | 2020 | DIRECT LABOR | Active | Shop Fab Carbon Steel | Shop Fab Carbon Steel Large Bore |  |  |  |  | 5000 | Pipe Fabrication | 610LB20FBXHL | Direct field labor for Shop Fab CSLB: 20" Sch XH.
61 | 0 | 0 | LB | 20 | FB | XX | L | Shop Fab CSLB: 20" Sch XXH | 610-LB-20FB-XX-L | LF | NO | NO | n/a | 2020 | DIRECT LABOR | Active | Shop Fab Carbon Steel | Shop Fab Carbon Steel Large Bore |  |  |  |  | 5000 | Pipe Fabrication | 610LB20FBXXL | Direct field labor for Shop Fab CSLB: 20" Sch XXH.
61 | 0 | 0 | LB | 24 | 00 | ST | L | Shop Fab Carbon Steel Large Bore 24" | 610-LB-2400-ST-L | LF | NO | NO | n/a | 2020 | DIRECT LABOR | Active | Shop Fab Carbon Steel | Shop Fab Carbon Steel Large Bore |  |  |  |  | 5000 | Pipe Fabrication | 610LB2400STL | Summary of Shop Fab Carbon Steel Large Bore 24" labor costs.
61 | 0 | 0 | LB | 24 | FB | 00 | L | Shop Fab Carbon Steel Large Bore 24" - Shop Fabricate | 610-LB-24FB-00-L | LF | NO | NO | n/a | 2020 | DIRECT LABOR | Active | Shop Fab Carbon Steel | Shop Fab Carbon Steel Large Bore |  |  |  |  | 5000 | Pipe Fabrication | 610LB24FB00L | Summary of Shop Fab Carbon Steel Large Bore 24" - Shop Fabricate labor costs.
61 | 0 | 0 | LB | 24 | FB | ST | L | Shop Fab CSLB: 24" Sch Standard or less | 610-LB-24FB-ST-L | LF | NO | NO | n/a | 2020 | DIRECT LABOR | Active | Shop Fab Carbon Steel | Shop Fab Carbon Steel Large Bore |  |  |  |  | 5000 | Pipe Fabrication | 610LB24FBSTL | Direct field labor for Shop Fab CSLB: 24" Sch Standard or less.
61 | 0 | 0 | LB | 24 | FB | XH | L | Shop Fab CSLB: 24" Sch XH | 610-LB-24FB-XH-L | LF | NO | NO | n/a | 2020 | DIRECT LABOR | Active | Shop Fab Carbon Steel | Shop Fab Carbon Steel Large Bore |  |  |  |  | 5000 | Pipe Fabrication | 610LB24FBXHL | Direct field labor for Shop Fab CSLB: 24" Sch XH.
61 | 0 | 0 | LB | 24 | FB | XX | L | Shop Fab CSLB: 24" Sch XXH | 610-LB-24FB-XX-L | LF | NO | NO | n/a | 2020 | DIRECT LABOR | Active | Shop Fab Carbon Steel | Shop Fab Carbon Steel Large Bore |  |  |  |  | 5000 | Pipe Fabrication | 610LB24FBXXL | Direct field labor for Shop Fab CSLB: 24" Sch XXH.
61 | 0 | 0 | MB | 00 | 00 | MB | L | Shop Fab Carbon Steel Medium Bore | 610-MB-0000-MB-L | LF | NO | NO | n/a | 2020 | DIRECT LABOR | Active | Shop Fab Carbon Steel | Shop Fab Carbon Steel Medium Bore |  |  |  |  | 5000 | Pipe Fabrication | 610MB0000MBL | Summary of Shop Fab Carbon Steel Medium Bore labor costs.
61 | 0 | 0 | MB | 03 | 00 | ST | L | Shop Fab Carbon Steel Medium Bore 3" | 610-MB-0300-ST-L | LF | NO | NO | n/a | 2020 | DIRECT LABOR | Active | Shop Fab Carbon Steel | Shop Fab Carbon Steel Medium Bore |  |  |  |  | 5000 | Pipe Fabrication | 610MB0300STL | Summary of Shop Fab Carbon Steel Medium Bore 3" labor costs.
61 | 0 | 0 | MB | 03 | FB | 00 | L | Shop Fab Carbon Steel Medium Bore 3" - Shop Fabricate | 610-MB-03FB-00-L | LF | NO | NO | n/a | 2020 | DIRECT LABOR | Active | Shop Fab Carbon Steel | Shop Fab Carbon Steel Medium Bore |  |  |  |  | 5000 | Pipe Fabrication | 610MB03FB00L | Summary of Shop Fab Carbon Steel Medium Bore 3" - Shop Fabricate labor costs.
61 | 0 | 0 | MB | 03 | FB | ST | L | Shop Fab CSMB: 3" Sch Standard or less | 610-MB-03FB-ST-L | LF | NO | NO | n/a | 2020 | DIRECT LABOR | Active | Shop Fab Carbon Steel | Shop Fab Carbon Steel Medium Bore |  |  |  |  | 5000 | Pipe Fabrication | 610MB03FBSTL | Direct field labor for Shop Fab CSMB: 3" Sch Standard or less.
61 | 0 | 0 | MB | 03 | FB | XH | L | Shop Fab CSMB: 3" Sch XH | 610-MB-03FB-XH-L | LF | NO | NO | n/a | 2020 | DIRECT LABOR | Active | Shop Fab Carbon Steel | Shop Fab Carbon Steel Medium Bore |  |  |  |  | 5000 | Pipe Fabrication | 610MB03FBXHL | Direct field labor for Shop Fab CSMB: 3" Sch XH.
61 | 0 | 0 | MB | 03 | FB | XX | L | Shop Fab CSMB: 3" Sch XXH | 610-MB-03FB-XX-L | LF | NO | NO | n/a | 2020 | DIRECT LABOR | Active | Shop Fab Carbon Steel | Shop Fab Carbon Steel Medium Bore |  |  |  |  | 5000 | Pipe Fabrication | 610MB03FBXXL | Direct field labor for Shop Fab CSMB: 3" Sch XXH.
61 | 0 | 0 | MB | 04 | 00 | ST | L | Shop Fab Carbon Steel Medium Bore 4" | 610-MB-0400-ST-L | LF | NO | NO | n/a | 2020 | DIRECT LABOR | Active | Shop Fab Carbon Steel | Shop Fab Carbon Steel Medium Bore |  |  |  |  | 5000 | Pipe Fabrication | 610MB0400STL | Summary of Shop Fab Carbon Steel Medium Bore 4" labor costs.
61 | 0 | 0 | MB | 04 | FB | 00 | L | Shop Fab Carbon Steel Medium Bore 4" - Shop Fabricate | 610-MB-04FB-00-L | LF | NO | NO | n/a | 2020 | DIRECT LABOR | Active | Shop Fab Carbon Steel | Shop Fab Carbon Steel Medium Bore |  |  |  |  | 5000 | Pipe Fabrication | 610MB04FB00L | Summary of Shop Fab Carbon Steel Medium Bore 4" - Shop Fabricate labor costs.
61 | 0 | 0 | MB | 04 | FB | ST | L | Shop Fab CSMB: 4" Sch Standard or less | 610-MB-04FB-ST-L | LF | NO | NO | n/a | 2020 | DIRECT LABOR | Active | Shop Fab Carbon Steel | Shop Fab Carbon Steel Medium Bore |  |  |  |  | 5000 | Pipe Fabrication | 610MB04FBSTL | Direct field labor for Shop Fab CSMB: 4" Sch Standard or less.
61 | 0 | 0 | MB | 04 | FB | XH | L | Shop Fab CSMB: 4" Sch XH | 610-MB-04FB-XH-L | LF | NO | NO | n/a | 2020 | DIRECT LABOR | Active | Shop Fab Carbon Steel | Shop Fab Carbon Steel Medium Bore |  |  |  |  | 5000 | Pipe Fabrication | 610MB04FBXHL | Direct field labor for Shop Fab CSMB: 4" Sch XH.
61 | 0 | 0 | MB | 04 | FB | XX | L | Shop Fab CSMB: 4" Sch XXH | 610-MB-04FB-XX-L | LF | NO | NO | n/a | 2020 | DIRECT LABOR | Active | Shop Fab Carbon Steel | Shop Fab Carbon Steel Medium Bore |  |  |  |  | 5000 | Pipe Fabrication | 610MB04FBXXL | Direct field labor for Shop Fab CSMB: 4" Sch XXH.
61 | 0 | 0 | MB | 06 | 00 | ST | L | Shop Fab Carbon Steel Medium Bore 6" | 610-MB-0600-ST-L | LF | NO | NO | n/a | 2020 | DIRECT LABOR | Active | Shop Fab Carbon Steel | Shop Fab Carbon Steel Medium Bore |  |  |  |  | 5000 | Pipe Fabrication | 610MB0600STL | Summary of Shop Fab Carbon Steel Medium Bore 6" labor costs.
61 | 0 | 0 | MB | 06 | FB | 00 | L | Shop Fab Carbon Steel Medium Bore 6" - Shop Fabricate | 610-MB-06FB-00-L | LF | NO | NO | n/a | 2020 | DIRECT LABOR | Active | Shop Fab Carbon Steel | Shop Fab Carbon Steel Medium Bore |  |  |  |  | 5000 | Pipe Fabrication | 610MB06FB00L | Summary of Shop Fab Carbon Steel Medium Bore 6" - Shop Fabricate labor costs.
61 | 0 | 0 | MB | 06 | FB | ST | L | Shop Fab CSMB: 6" Sch Standard or less | 610-MB-06FB-ST-L | LF | NO | NO | n/a | 2020 | DIRECT LABOR | Active | Shop Fab Carbon Steel | Shop Fab Carbon Steel Medium Bore |  |  |  |  | 5000 | Pipe Fabrication | 610MB06FBSTL | Direct field labor for Shop Fab CSMB: 6" Sch Standard or less.
61 | 0 | 0 | MB | 06 | FB | XH | L | Shop Fab CSMB: 6" Sch XH | 610-MB-06FB-XH-L | LF | NO | NO | n/a | 2020 | DIRECT LABOR | Active | Shop Fab Carbon Steel | Shop Fab Carbon Steel Medium Bore |  |  |  |  | 5000 | Pipe Fabrication | 610MB06FBXHL | Direct field labor for Shop Fab CSMB: 6" Sch XH.
61 | 0 | 0 | MB | 06 | FB | XX | L | Shop Fab CSMB: 6" Sch XXH | 610-MB-06FB-XX-L | LF | NO | NO | n/a | 2020 | DIRECT LABOR | Active | Shop Fab Carbon Steel | Shop Fab Carbon Steel Medium Bore |  |  |  |  | 5000 | Pipe Fabrication | 610MB06FBXXL | Direct field labor for Shop Fab CSMB: 6" Sch XXH.
61 | 0 | 0 | MB | 08 | 00 | ST | L | Shop Fab Carbon Steel Medium Bore 8" | 610-MB-0800-ST-L | LF | NO | NO | n/a | 2020 | DIRECT LABOR | Active | Shop Fab Carbon Steel | Shop Fab Carbon Steel Medium Bore |  |  |  |  | 5000 | Pipe Fabrication | 610MB0800STL | Summary of Shop Fab Carbon Steel Medium Bore 8" labor costs.
61 | 0 | 0 | MB | 08 | FB | 00 | L | Shop Fab Carbon Steel Medium Bore 8" - Shop Fabricate | 610-MB-08FB-00-L | LF | NO | NO | n/a | 2020 | DIRECT LABOR | Active | Shop Fab Carbon Steel | Shop Fab Carbon Steel Medium Bore |  |  |  |  | 5000 | Pipe Fabrication | 610MB08FB00L | Summary of Shop Fab Carbon Steel Medium Bore 8" - Shop Fabricate labor costs.
61 | 0 | 0 | MB | 08 | FB | ST | L | Shop Fab CSMB: 8" Sch Standard or less | 610-MB-08FB-ST-L | LF | NO | NO | n/a | 2020 | DIRECT LABOR | Active | Shop Fab Carbon Steel | Shop Fab Carbon Steel Medium Bore |  |  |  |  | 5000 | Pipe Fabrication | 610MB08FBSTL | Direct field labor for Shop Fab CSMB: 8" Sch Standard or less.
61 | 0 | 0 | MB | 08 | FB | XH | L | Shop Fab CSMB: 8" Sch XH | 610-MB-08FB-XH-L | LF | NO | NO | n/a | 2020 | DIRECT LABOR | Active | Shop Fab Carbon Steel | Shop Fab Carbon Steel Medium Bore |  |  |  |  | 5000 | Pipe Fabrication | 610MB08FBXHL | Direct field labor for Shop Fab CSMB: 8" Sch XH.
61 | 0 | 0 | MB | 08 | FB | XX | L | Shop Fab CSMB: 8" Sch XXH | 610-MB-08FB-XX-L | LF | NO | NO | n/a | 2020 | DIRECT LABOR | Active | Shop Fab Carbon Steel | Shop Fab Carbon Steel Medium Bore |  |  |  |  | 5000 | Pipe Fabrication | 610MB08FBXXL | Direct field labor for Shop Fab CSMB: 8" Sch XXH.
61 | 0 | 0 | MB | 10 | 00 | ST | L | Shop Fab Carbon Steel Medium Bore 10" | 610-MB-1000-ST-L | LF | NO | NO | n/a | 2020 | DIRECT LABOR | Active | Shop Fab Carbon Steel | Shop Fab Carbon Steel Medium Bore |  |  |  |  | 5000 | Pipe Fabrication | 610MB1000STL | Summary of Shop Fab Carbon Steel Medium Bore 10" labor costs.
61 | 0 | 0 | MB | 10 | FB | 00 | L | Shop Fab Carbon Steel Medium Bore 10" - Shop Fabricate | 610-MB-10FB-00-L | LF | NO | NO | n/a | 2020 | DIRECT LABOR | Active | Shop Fab Carbon Steel | Shop Fab Carbon Steel Medium Bore |  |  |  |  | 5000 | Pipe Fabrication | 610MB10FB00L | Summary of Shop Fab Carbon Steel Medium Bore 10" - Shop Fabricate labor costs.
61 | 0 | 0 | MB | 10 | FB | ST | L | Shop Fab CSMB: 10" Sch Standard or less | 610-MB-10FB-ST-L | LF | NO | NO | n/a | 2020 | DIRECT LABOR | Active | Shop Fab Carbon Steel | Shop Fab Carbon Steel Medium Bore |  |  |  |  | 5000 | Pipe Fabrication | 610MB10FBSTL | Direct field labor for Shop Fab CSMB: 10" Sch Standard or less.
61 | 0 | 0 | MB | 10 | FB | XH | L | Shop Fab CSMB: 10" Sch XH | 610-MB-10FB-XH-L | LF | NO | NO | n/a | 2020 | DIRECT LABOR | Active | Shop Fab Carbon Steel | Shop Fab Carbon Steel Medium Bore |  |  |  |  | 5000 | Pipe Fabrication | 610MB10FBXHL | Direct field labor for Shop Fab CSMB: 10" Sch XH.
61 | 0 | 0 | MB | 10 | FB | XX | L | Shop Fab CSMB: 10" Sch XXH | 610-MB-10FB-XX-L | LF | NO | NO | n/a | 2020 | DIRECT LABOR | Active | Shop Fab Carbon Steel | Shop Fab Carbon Steel Medium Bore |  |  |  |  | 5000 | Pipe Fabrication | 610MB10FBXXL | Direct field labor for Shop Fab CSMB: 10" Sch XXH.
61 | 0 | 0 | SB | 00 | 00 | SB | L | Shop Fab Carbon Steel Small Bore | 610-SB-0000-SB-L | LF | NO | NO | n/a | 2020 | DIRECT LABOR | Active | Shop Fab Carbon Steel | Shop Fab Carbon Steel Small Bore |  |  |  |  | 5000 | Pipe Fabrication | 610SB0000SBL | Summary of Shop Fab Carbon Steel Small Bore labor costs.
61 | 0 | 0 | SB | 05 | 00 | ST | L | Shop Fab Carbon Steel Small Bore .5" | 610-SB-0500-ST-L | LF | NO | NO | n/a | 2020 | DIRECT LABOR | Active | Shop Fab Carbon Steel | Shop Fab Carbon Steel Small Bore |  |  |  |  | 5000 | Pipe Fabrication | 610SB0500STL | Summary of Shop Fab Carbon Steel Small Bore .5" labor costs.
61 | 0 | 0 | SB | 05 | FB | 00 | L | Shop Fab Carbon Steel Small Bore .5" - Shop Fabricate | 610-SB-05FB-00-L | LF | NO | NO | n/a | 2020 | DIRECT LABOR | Active | Shop Fab Carbon Steel | Shop Fab Carbon Steel Small Bore |  |  |  |  | 5000 | Pipe Fabrication | 610SB05FB00L | Summary of Shop Fab Carbon Steel Small Bore .5" - Shop Fabricate labor costs.
61 | 0 | 0 | SB | 05 | FB | ST | L | Shop Fab CSSB: .5" Sch Standard or less | 610-SB-05FB-ST-L | LF | NO | NO | n/a | 2020 | DIRECT LABOR | Active | Shop Fab Carbon Steel | Shop Fab Carbon Steel Small Bore |  |  |  |  | 5000 | Pipe Fabrication | 610SB05FBSTL | Direct field labor for Shop Fab CSSB: .5" Sch Standard or less.
61 | 0 | 0 | SB | 05 | FB | XH | L | Shop Fab CSSB: .5" Sch XH | 610-SB-05FB-XH-L | LF | NO | NO | n/a | 2020 | DIRECT LABOR | Active | Shop Fab Carbon Steel | Shop Fab Carbon Steel Small Bore |  |  |  |  | 5000 | Pipe Fabrication | 610SB05FBXHL | Direct field labor for Shop Fab CSSB: .5" Sch XH.
61 | 0 | 0 | SB | 05 | FB | XX | L | Shop Fab CSSB: .5" Sch XXH | 610-SB-05FB-XX-L | LF | NO | NO | n/a | 2020 | DIRECT LABOR | Active | Shop Fab Carbon Steel | Shop Fab Carbon Steel Small Bore |  |  |  |  | 5000 | Pipe Fabrication | 610SB05FBXXL | Direct field labor for Shop Fab CSSB: .5" Sch XXH.
61 | 0 | 0 | SB | 07 | 00 | ST | L | Shop Fab Carbon Steel Small Bore .75" | 610-SB-0700-ST-L | LF | NO | NO | n/a | 2020 | DIRECT LABOR | Active | Shop Fab Carbon Steel | Shop Fab Carbon Steel Small Bore |  |  |  |  | 5000 | Pipe Fabrication | 610SB0700STL | Summary of Shop Fab Carbon Steel Small Bore .75" labor costs.
61 | 0 | 0 | SB | 07 | FB | 00 | L | Shop Fab Carbon Steel Small Bore .75" - Shop Fabricate | 610-SB-07FB-00-L | LF | NO | NO | n/a | 2020 | DIRECT LABOR | Active | Shop Fab Carbon Steel | Shop Fab Carbon Steel Small Bore |  |  |  |  | 5000 | Pipe Fabrication | 610SB07FB00L | Summary of Shop Fab Carbon Steel Small Bore .75" - Shop Fabricate labor costs.
61 | 0 | 0 | SB | 07 | FB | ST | L | Shop Fab CSSB: .75" Sch Standard or less | 610-SB-07FB-ST-L | LF | NO | NO | n/a | 2020 | DIRECT LABOR | Active | Shop Fab Carbon Steel | Shop Fab Carbon Steel Small Bore |  |  |  |  | 5000 | Pipe Fabrication | 610SB07FBSTL | Direct field labor for Shop Fab CSSB: .75" Sch Standard or less.
61 | 0 | 0 | SB | 07 | FB | XH | L | Shop Fab CSSB: .75" Sch XH | 610-SB-07FB-XH-L | LF | NO | NO | n/a | 2020 | DIRECT LABOR | Active | Shop Fab Carbon Steel | Shop Fab Carbon Steel Small Bore |  |  |  |  | 5000 | Pipe Fabrication | 610SB07FBXHL | Direct field labor for Shop Fab CSSB: .75" Sch XH.
61 | 0 | 0 | SB | 07 | FB | XX | L | Shop Fab CSSB: .75" Sch XXH | 610-SB-07FB-XX-L | LF | NO | NO | n/a | 2020 | DIRECT LABOR | Active | Shop Fab Carbon Steel | Shop Fab Carbon Steel Small Bore |  |  |  |  | 5000 | Pipe Fabrication | 610SB07FBXXL | Direct field labor for Shop Fab CSSB: .75" Sch XXH.
61 | 0 | 0 | SB | 10 | 00 | ST | L | Shop Fab Carbon Steel Small Bore 1" | 610-SB-1000-ST-L | LF | NO | NO | n/a | 2020 | DIRECT LABOR | Active | Shop Fab Carbon Steel | Shop Fab Carbon Steel Small Bore |  |  |  |  | 5000 | Pipe Fabrication | 610SB1000STL | Summary of Shop Fab Carbon Steel Small Bore 1" labor costs.
61 | 0 | 0 | SB | 10 | FB | 00 | L | Shop Fab Carbon Steel Small Bore 1" - Shop Fabricate | 610-SB-10FB-00-L | LF | NO | NO | n/a | 2020 | DIRECT LABOR | Active | Shop Fab Carbon Steel | Shop Fab Carbon Steel Small Bore |  |  |  |  | 5000 | Pipe Fabrication | 610SB10FB00L | Summary of Shop Fab Carbon Steel Small Bore 1" - Shop Fabricate labor costs.
61 | 0 | 0 | SB | 10 | FB | ST | L | Shop Fab CSSB: 1" Sch Standard or less | 610-SB-10FB-ST-L | LF | NO | NO | n/a | 2020 | DIRECT LABOR | Active | Shop Fab Carbon Steel | Shop Fab Carbon Steel Small Bore |  |  |  |  | 5000 | Pipe Fabrication | 610SB10FBSTL | Direct field labor for Shop Fab CSSB: 1" Sch Standard or less.
61 | 0 | 0 | SB | 10 | FB | XH | L | Shop Fab CSSB: 1" Sch XH | 610-SB-10FB-XH-L | LF | NO | NO | n/a | 2020 | DIRECT LABOR | Active | Shop Fab Carbon Steel | Shop Fab Carbon Steel Small Bore |  |  |  |  | 5000 | Pipe Fabrication | 610SB10FBXHL | Direct field labor for Shop Fab CSSB: 1" Sch XH.
61 | 0 | 0 | SB | 10 | FB | XX | L | Shop Fab CSSB: 1" Sch XXH | 610-SB-10FB-XX-L | LF | NO | NO | n/a | 2020 | DIRECT LABOR | Active | Shop Fab Carbon Steel | Shop Fab Carbon Steel Small Bore |  |  |  |  | 5000 | Pipe Fabrication | 610SB10FBXXL | Direct field labor for Shop Fab CSSB: 1" Sch XXH.
61 | 0 | 0 | SB | 15 | 00 | ST | L | Shop Fab Carbon Steel Small Bore 1.5" | 610-SB-1500-ST-L | LF | NO | NO | n/a | 2020 | DIRECT LABOR | Active | Shop Fab Carbon Steel | Shop Fab Carbon Steel Small Bore |  |  |  |  | 5000 | Pipe Fabrication | 610SB1500STL | Summary of Shop Fab Carbon Steel Small Bore 1.5" labor costs.
61 | 0 | 0 | SB | 15 | FB | 00 | L | Shop Fab Carbon Steel Small Bore 1.5" - Shop Fabricate | 610-SB-15FB-00-L | LF | NO | NO | n/a | 2020 | DIRECT LABOR | Active | Shop Fab Carbon Steel | Shop Fab Carbon Steel Small Bore |  |  |  |  | 5000 | Pipe Fabrication | 610SB15FB00L | Summary of Shop Fab Carbon Steel Small Bore 1.5" - Shop Fabricate labor costs.
61 | 0 | 0 | SB | 15 | FB | ST | L | Shop Fab CSSB: 1.5" Sch Standard or less | 610-SB-15FB-ST-L | LF | NO | NO | n/a | 2020 | DIRECT LABOR | Active | Shop Fab Carbon Steel | Shop Fab Carbon Steel Small Bore |  |  |  |  | 5000 | Pipe Fabrication | 610SB15FBSTL | Direct field labor for Shop Fab CSSB: 1.5" Sch Standard or less.
61 | 0 | 0 | SB | 15 | FB | XH | L | Shop Fab CSSB: 1.5" Sch XH | 610-SB-15FB-XH-L | LF | NO | NO | n/a | 2020 | DIRECT LABOR | Active | Shop Fab Carbon Steel | Shop Fab Carbon Steel Small Bore |  |  |  |  | 5000 | Pipe Fabrication | 610SB15FBXHL | Direct field labor for Shop Fab CSSB: 1.5" Sch XH.
61 | 0 | 0 | SB | 15 | FB | XX | L | Shop Fab CSSB: 1.5" Sch XXH | 610-SB-15FB-XX-L | LF | NO | NO | n/a | 2020 | DIRECT LABOR | Active | Shop Fab Carbon Steel | Shop Fab Carbon Steel Small Bore |  |  |  |  | 5000 | Pipe Fabrication | 610SB15FBXXL | Direct field labor for Shop Fab CSSB: 1.5" Sch XXH.
61 | 0 | 0 | SB | 20 | 00 | ST | L | Shop Fab Carbon Steel Small Bore 2" | 610-SB-2000-ST-L | LF | NO | NO | n/a | 2020 | DIRECT LABOR | Active | Shop Fab Carbon Steel | Shop Fab Carbon Steel Small Bore |  |  |  |  | 5000 | Pipe Fabrication | 610SB2000STL | Summary of Shop Fab Carbon Steel Small Bore 2" labor costs.
61 | 0 | 0 | SB | 20 | FB | 00 | L | Shop Fab Carbon Steel Small Bore 2" - Shop Fabricate | 610-SB-20FB-00-L | LF | NO | NO | n/a | 2020 | DIRECT LABOR | Active | Shop Fab Carbon Steel | Shop Fab Carbon Steel Small Bore |  |  |  |  | 5000 | Pipe Fabrication | 610SB20FB00L | Summary of Shop Fab Carbon Steel Small Bore 2" - Shop Fabricate labor costs.
61 | 0 | 0 | SB | 20 | FB | ST | L | Shop Fab CSSB: 2" Sch Standard or less | 610-SB-20FB-ST-L | LF | NO | NO | n/a | 2020 | DIRECT LABOR | Active | Shop Fab Carbon Steel | Shop Fab Carbon Steel Small Bore |  |  |  |  | 5000 | Pipe Fabrication | 610SB20FBSTL | Direct field labor for Shop Fab CSSB: 2" Sch Standard or less.
61 | 0 | 0 | SB | 20 | FB | XH | L | Shop Fab CSSB: 2" Sch XH | 610-SB-20FB-XH-L | LF | NO | NO | n/a | 2020 | DIRECT LABOR | Active | Shop Fab Carbon Steel | Shop Fab Carbon Steel Small Bore |  |  |  |  | 5000 | Pipe Fabrication | 610SB20FBXHL | Direct field labor for Shop Fab CSSB: 2" Sch XH.
61 | 0 | 0 | SB | 20 | FB | XX | L | Shop Fab CSSB: 2" Sch XXH | 610-SB-20FB-XX-L | LF | NO | NO | n/a | 2020 | DIRECT LABOR | Active | Shop Fab Carbon Steel | Shop Fab Carbon Steel Small Bore |  |  |  |  | 5000 | Pipe Fabrication | 610SB20FBXXL | Direct field labor for Shop Fab CSSB: 2" Sch XXH.
61 | 0 | 0 | SB | 25 | 00 | ST | L | Shop Fab Carbon Steel Small Bore 2.5" | 610-SB-2500-ST-L | LF | NO | NO | n/a | 2020 | DIRECT LABOR | Active | Shop Fab Carbon Steel | Shop Fab Carbon Steel Small Bore |  |  |  |  | 5000 | Pipe Fabrication | 610SB2500STL | Summary of Shop Fab Carbon Steel Small Bore 2.5" labor costs.
61 | 0 | 0 | SB | 25 | FB | 00 | L | Shop Fab Carbon Steel Small Bore 2.5" - Shop Fabricate | 610-SB-25FB-00-L | LF | NO | NO | n/a | 2020 | DIRECT LABOR | Active | Shop Fab Carbon Steel | Shop Fab Carbon Steel Small Bore |  |  |  |  | 5000 | Pipe Fabrication | 610SB25FB00L | Summary of Shop Fab Carbon Steel Small Bore 2.5" - Shop Fabricate labor costs.
61 | 0 | 0 | SB | 25 | FB | ST | L | Shop Fab CSSB: 2.5" Sch Standard or less | 610-SB-25FB-ST-L | LF | NO | NO | n/a | 2020 | DIRECT LABOR | Active | Shop Fab Carbon Steel | Shop Fab Carbon Steel Small Bore |  |  |  |  | 5000 | Pipe Fabrication | 610SB25FBSTL | Direct field labor for Shop Fab CSSB: 2.5" Sch Standard or less.
61 | 0 | 0 | SB | 25 | FB | XH | L | Shop Fab CSSB: 2.5" Sch XH | 610-SB-25FB-XH-L | LF | NO | NO | n/a | 2020 | DIRECT LABOR | Active | Shop Fab Carbon Steel | Shop Fab Carbon Steel Small Bore |  |  |  |  | 5000 | Pipe Fabrication | 610SB25FBXHL | Direct field labor for Shop Fab CSSB: 2.5" Sch XH.
61 | 0 | 0 | SB | 25 | FB | XX | L | Shop Fab CSSB: 2.5" Sch XXH | 610-SB-25FB-XX-L | LF | NO | NO | n/a | 2020 | DIRECT LABOR | Active | Shop Fab Carbon Steel | Shop Fab Carbon Steel Small Bore |  |  |  |  | 5000 | Pipe Fabrication | 610SB25FBXXL | Direct field labor for Shop Fab CSSB: 2.5" Sch XXH.
61 | 0 | 0 | XB | 00 | 00 | XB | L | Shop Fab Carbon Steel X-tra Large Bore | 610-XB-0000-XB-L | LF | NO | NO | n/a | 2020 | DIRECT LABOR | Active | Shop Fab Carbon Steel | Shop Fab Carbon Steel X-tra Large Bore |  |  |  |  | 5000 | Pipe Fabrication | 610XB0000XBL | Summary of Shop Fab Carbon Steel X-tra Large Bore labor costs.
61 | 0 | 0 | XB | 30 | 00 | ST | L | Shop Fab Carbon Steel X-tra Large Bore 30" | 610-XB-3000-ST-L | LF | NO | NO | n/a | 2020 | DIRECT LABOR | Active | Shop Fab Carbon Steel | Shop Fab Carbon Steel X-tra Large Bore |  |  |  |  | 5000 | Pipe Fabrication | 610XB3000STL | Summary of Shop Fab Carbon Steel X-tra Large Bore 30" labor costs.
61 | 0 | 0 | XB | 30 | FB | 00 | L | Shop Fab Carbon Steel X-tra Large Bore 30" - Shop Fabricate | 610-XB-30FB-00-L | LF | NO | NO | n/a | 2020 | DIRECT LABOR | Active | Shop Fab Carbon Steel | Shop Fab Carbon Steel X-tra Large Bore |  |  |  |  | 5000 | Pipe Fabrication | 610XB30FB00L | Summary of Shop Fab Carbon Steel X-tra Large Bore 30" - Shop Fabricate labor costs.
61 | 0 | 0 | XB | 30 | FB | ST | L | Shop Fab CSXB: 30" Sch Standard or less | 610-XB-30FB-ST-L | LF | NO | NO | n/a | 2020 | DIRECT LABOR | Active | Shop Fab Carbon Steel | Shop Fab Carbon Steel X-tra Large Bore |  |  |  |  | 5000 | Pipe Fabrication | 610XB30FBSTL | Direct field labor for Shop Fab CSXB: 30" Sch Standard or less.
61 | 0 | 0 | XB | 30 | FB | XH | L | Shop Fab CSXB: 30" Sch XH | 610-XB-30FB-XH-L | LF | NO | NO | n/a | 2020 | DIRECT LABOR | Active | Shop Fab Carbon Steel | Shop Fab Carbon Steel X-tra Large Bore |  |  |  |  | 5000 | Pipe Fabrication | 610XB30FBXHL | Direct field labor for Shop Fab CSXB: 30" Sch XH.
61 | 0 | 0 | XB | 30 | FB | XX | L | Shop Fab CSXB: 30" Sch XXH | 610-XB-30FB-XX-L | LF | NO | NO | n/a | 2020 | DIRECT LABOR | Active | Shop Fab Carbon Steel | Shop Fab Carbon Steel X-tra Large Bore |  |  |  |  | 5000 | Pipe Fabrication | 610XB30FBXXL | Direct field labor for Shop Fab CSXB: 30" Sch XXH.
61 | 0 | 0 | XB | 36 | 00 | ST | L | Shop Fab Carbon Steel X-tra Large Bore 36" | 610-XB-3600-ST-L | LF | NO | NO | n/a | 2020 | DIRECT LABOR | Active | Shop Fab Carbon Steel | Shop Fab Carbon Steel X-tra Large Bore |  |  |  |  | 5000 | Pipe Fabrication | 610XB3600STL | Summary of Shop Fab Carbon Steel X-tra Large Bore 36" labor costs.
61 | 0 | 0 | XB | 36 | FB | 00 | L | Shop Fab Carbon Steel X-tra Large Bore 36" - Shop Fabricate | 610-XB-36FB-00-L | LF | NO | NO | n/a | 2020 | DIRECT LABOR | Active | Shop Fab Carbon Steel | Shop Fab Carbon Steel X-tra Large Bore |  |  |  |  | 5000 | Pipe Fabrication | 610XB36FB00L | Summary of Shop Fab Carbon Steel X-tra Large Bore 36" - Shop Fabricate labor costs.
61 | 0 | 0 | XB | 36 | FB | ST | L | Shop Fab CSXB: 36" Sch Standard or less | 610-XB-36FB-ST-L | LF | NO | NO | n/a | 2020 | DIRECT LABOR | Active | Shop Fab Carbon Steel | Shop Fab Carbon Steel X-tra Large Bore |  |  |  |  | 5000 | Pipe Fabrication | 610XB36FBSTL | Direct field labor for Shop Fab CSXB: 36" Sch Standard or less.
61 | 0 | 0 | XB | 36 | FB | XH | L | Shop Fab CSXB: 36" Sch XH | 610-XB-36FB-XH-L | LF | NO | NO | n/a | 2020 | DIRECT LABOR | Active | Shop Fab Carbon Steel | Shop Fab Carbon Steel X-tra Large Bore |  |  |  |  | 5000 | Pipe Fabrication | 610XB36FBXHL | Direct field labor for Shop Fab CSXB: 36" Sch XH.
61 | 0 | 0 | XB | 36 | FB | XX | L | Shop Fab CSXB: 36" Sch XXH | 610-XB-36FB-XX-L | LF | NO | NO | n/a | 2020 | DIRECT LABOR | Active | Shop Fab Carbon Steel | Shop Fab Carbon Steel X-tra Large Bore |  |  |  |  | 5000 | Pipe Fabrication | 610XB36FBXXL | Direct field labor for Shop Fab CSXB: 36" Sch XXH.
61 | 0 | 0 | XB | 42 | 00 | ST | L | Shop Fab Carbon Steel X-tra Large Bore 42" | 610-XB-4200-ST-L | LF | NO | NO | n/a | 2020 | DIRECT LABOR | Active | Shop Fab Carbon Steel | Shop Fab Carbon Steel X-tra Large Bore |  |  |  |  | 5000 | Pipe Fabrication | 610XB4200STL | Summary of Shop Fab Carbon Steel X-tra Large Bore 42" labor costs.
61 | 0 | 0 | XB | 42 | FB | 00 | L | Shop Fab Carbon Steel X-tra Large Bore 42" - Shop Fabricate | 610-XB-42FB-00-L | LF | NO | NO | n/a | 2020 | DIRECT LABOR | Active | Shop Fab Carbon Steel | Shop Fab Carbon Steel X-tra Large Bore |  |  |  |  | 5000 | Pipe Fabrication | 610XB42FB00L | Summary of Shop Fab Carbon Steel X-tra Large Bore 42" - Shop Fabricate labor costs.
61 | 0 | 0 | XB | 42 | FB | ST | L | Shop Fab CSXB: 42" Sch Standard or less | 610-XB-42FB-ST-L | LF | NO | NO | n/a | 2020 | DIRECT LABOR | Active | Shop Fab Carbon Steel | Shop Fab Carbon Steel X-tra Large Bore |  |  |  |  | 5000 | Pipe Fabrication | 610XB42FBSTL | Direct field labor for Shop Fab CSXB: 42" Sch Standard or less.
61 | 0 | 0 | XB | 42 | FB | XH | L | Shop Fab CSXB: 42" Sch XH | 610-XB-42FB-XH-L | LF | NO | NO | n/a | 2020 | DIRECT LABOR | Active | Shop Fab Carbon Steel | Shop Fab Carbon Steel X-tra Large Bore |  |  |  |  | 5000 | Pipe Fabrication | 610XB42FBXHL | Direct field labor for Shop Fab CSXB: 42" Sch XH.
61 | 1 | 0 | XB | 42 | FB | XX | L | Shop Fab CSXB: 42" Sch XXH | 610-XB-42FB-XX-L | LF | NO | NO | n/a | 2020 | DIRECT LABOR | Active | Shop Fab Carbon Steel | Shop Fab Carbon Steel X-tra Large Bore |  |  |  |  | 5000 | Pipe Fabrication | 610XB42FBXXL | Direct field labor for Shop Fab CSXB: 42" Sch XXH.
61 | 1 | 0 | XB | 48 | 00 | ST | L | Shop Fab Carbon Steel X-tra Large Bore 48" | 610-XB-4800-ST-L | LF | NO | NO | n/a | 2020 | DIRECT LABOR | Active | Shop Fab Carbon Steel | Shop Fab Carbon Steel X-tra Large Bore |  |  |  |  | 5000 | Pipe Fabrication | 610XB4800STL | Summary of Shop Fab Carbon Steel X-tra Large Bore 48" labor costs.
61 | 1 | 0 | XB | 48 | FB | 00 | L | Shop Fab Carbon Steel X-tra Large Bore 48" - Shop Fabricate | 610-XB-48FB-00-L | LF | NO | NO | n/a | 2020 | DIRECT LABOR | Active | Shop Fab Carbon Steel | Shop Fab Carbon Steel X-tra Large Bore |  |  |  |  | 5000 | Pipe Fabrication | 610XB48FB00L | Summary of Shop Fab Carbon Steel X-tra Large Bore 48" - Shop Fabricate labor costs.
61 | 1 | 0 | XB | 48 | FB | ST | L | Shop Fab CSXB: 48" Sch Standard or less | 610-XB-48FB-ST-L | LF | NO | NO | n/a | 2020 | DIRECT LABOR | Active | Shop Fab Carbon Steel | Shop Fab Carbon Steel X-tra Large Bore |  |  |  |  | 5000 | Pipe Fabrication | 610XB48FBSTL | Direct field labor for Shop Fab CSXB: 48" Sch Standard or less.
61 | 1 | 0 | XB | 48 | FB | XH | L | Shop Fab CSXB: 48" Sch XH | 610-XB-48FB-XH-L | LF | NO | NO | n/a | 2020 | DIRECT LABOR | Active | Shop Fab Carbon Steel | Shop Fab Carbon Steel X-tra Large Bore |  |  |  |  | 5000 | Pipe Fabrication | 610XB48FBXHL | Direct field labor for Shop Fab CSXB: 48" Sch XH.
61 | 1 | 0 | XB | 48 | FB | XX | L | Shop Fab CSXB: 48" Sch XXH | 610-XB-48FB-XX-L | LF | NO | NO | n/a | 2020 | DIRECT LABOR | Active | Shop Fab Carbon Steel | Shop Fab Carbon Steel X-tra Large Bore |  |  |  |  | 5000 | Pipe Fabrication | 610XB48FBXXL | Direct field labor for Shop Fab CSXB: 48" Sch XXH.
61 | 1 | 0 | XB | 54 | 00 | ST | L | Shop Fab Carbon Steel X-tra Large Bore 54" | 610-XB-5400-ST-L | LF | NO | NO | n/a | 2020 | DIRECT LABOR | Active | Shop Fab Carbon Steel | Shop Fab Carbon Steel X-tra Large Bore |  |  |  |  | 5000 | Pipe Fabrication | 610XB5400STL | Summary of Shop Fab Carbon Steel X-tra Large Bore 54" labor costs.
61 | 1 | 0 | XB | 54 | FB | 00 | L | Shop Fab Carbon Steel X-tra Large Bore 54" - Shop Fabricate | 610-XB-54FB-00-L | LF | NO | NO | n/a | 2020 | DIRECT LABOR | Active | Shop Fab Carbon Steel | Shop Fab Carbon Steel X-tra Large Bore |  |  |  |  | 5000 | Pipe Fabrication | 610XB54FB00L | Summary of Shop Fab Carbon Steel X-tra Large Bore 54" - Shop Fabricate labor costs.
61 | 1 | 0 | XB | 54 | FB | ST | L | Shop Fab CSXB: 54" Sch Standard or less | 610-XB-54FB-ST-L | LF | NO | NO | n/a | 2020 | DIRECT LABOR | Active | Shop Fab Carbon Steel | Shop Fab Carbon Steel X-tra Large Bore |  |  |  |  | 5000 | Pipe Fabrication | 610XB54FBSTL | Direct field labor for Shop Fab CSXB: 54" Sch Standard or less.
61 | 1 | 0 | XB | 54 | FB | XH | L | Shop Fab CSXB: 54" Sch XH | 610-XB-54FB-XH-L | LF | NO | NO | n/a | 2020 | DIRECT LABOR | Active | Shop Fab Carbon Steel | Shop Fab Carbon Steel X-tra Large Bore |  |  |  |  | 5000 | Pipe Fabrication | 610XB54FBXHL | Direct field labor for Shop Fab CSXB: 54" Sch XH.
61 | 1 | 0 | XB | 54 | FB | XX | L | Shop Fab CSXB: 54" Sch XXH | 610-XB-54FB-XX-L | LF | NO | NO | n/a | 2020 | DIRECT LABOR | Active | Shop Fab Carbon Steel | Shop Fab Carbon Steel X-tra Large Bore |  |  |  |  | 5000 | Pipe Fabrication | 610XB54FBXXL | Direct field labor for Shop Fab CSXB: 54" Sch XXH.
61 | 1 | 0 | XB | 60 | 00 | ST | L | Shop Fab Carbon Steel X-tra Large Bore 60" | 610-XB-6000-ST-L | LF | NO | NO | n/a | 2020 | DIRECT LABOR | Active | Shop Fab Carbon Steel | Shop Fab Carbon Steel X-tra Large Bore |  |  |  |  | 5000 | Pipe Fabrication | 610XB6000STL | Summary of Shop Fab Carbon Steel X-tra Large Bore 60" labor costs.
61 | 1 | 0 | XB | 60 | FB | 00 | L | Shop Fab Carbon Steel X-tra Large Bore 60" - Shop Fabricate | 610-XB-60FB-00-L | LF | NO | NO | n/a | 2020 | DIRECT LABOR | Active | Shop Fab Carbon Steel | Shop Fab Carbon Steel X-tra Large Bore |  |  |  |  | 5000 | Pipe Fabrication | 610XB60FB00L | Summary of Shop Fab Carbon Steel X-tra Large Bore 60" - Shop Fabricate labor costs.
61 | 1 | 0 | XB | 60 | FB | ST | L | Shop Fab CSXB: 60" Sch Standard or less | 610-XB-60FB-ST-L | LF | NO | NO | n/a | 2020 | DIRECT LABOR | Active | Shop Fab Carbon Steel | Shop Fab Carbon Steel X-tra Large Bore |  |  |  |  | 5000 | Pipe Fabrication | 610XB60FBSTL | Direct field labor for Shop Fab CSXB: 60" Sch Standard or less.
61 | 1 | 0 | XB | 60 | FB | XH | L | Shop Fab CSXB: 60" Sch XH | 610-XB-60FB-XH-L | LF | NO | NO | n/a | 2020 | DIRECT LABOR | Active | Shop Fab Carbon Steel | Shop Fab Carbon Steel X-tra Large Bore |  |  |  |  | 5000 | Pipe Fabrication | 610XB60FBXHL | Direct field labor for Shop Fab CSXB: 60" Sch XH.
61 | 1 | 0 | XB | 60 | FB | XX | L | Shop Fab CSXB: 60" Sch XXH | 610-XB-60FB-XX-L | LF | NO | NO | n/a | 2020 | DIRECT LABOR | Active | Shop Fab Carbon Steel | Shop Fab Carbon Steel X-tra Large Bore |  |  |  |  | 5000 | Pipe Fabrication | 610XB60FBXXL | Direct field labor for Shop Fab CSXB: 60" Sch XXH.
61 | 1 | 1 | 00 | 00 | 00 | 00 | 0 | Shop Fab Stainless Steel (304, 309, 310, 316 L & H Grade Piping) | 611-00-0000-00-0 | LF | YES | YES | n/a | 2020 | DIRECT LABOR | Active | Shop Fab Stainless Steel (304, 309, 310, 316 L & H Grade Piping) | Summary |  |  |  |  | 5000 | Pipe Fabrication | 611000000000 | Top-level summary of all Shop Fab Stainless Steel (304, 309, 310, 316 L & H Grade Piping) costs.
61 | 1 | 1 | LB | 00 | 00 | LB | L | Shop Fab Stainless Steel (304, 309, 310, 316 L & H Grade Piping) Large Bore | 611-LB-0000-LB-L | LF | NO | NO | n/a | 2020 | DIRECT LABOR | Active | Shop Fab Stainless Steel (304, 309, 310, 316 L & H Grade Piping) | Shop Fab Stainless Steel (304, 309, 310, 316 L & H Grade Piping) Large Bore |  |  |  |  | 5000 | Pipe Fabrication | 611LB0000LBL | Summary of Shop Fab Stainless Steel (304, 309, 310, 316 L & H Grade Piping) Large Bore labor costs.
61 | 1 | 1 | LB | 12 | 00 | ST | L | Shop Fab Stainless Steel (304, 309, 310, 316 L & H Grade Piping) Large Bore 12" | 611-LB-1200-ST-L | LF | NO | NO | n/a | 2020 | DIRECT LABOR | Active | Shop Fab Stainless Steel (304, 309, 310, 316 L & H Grade Piping) | Shop Fab Stainless Steel (304, 309, 310, 316 L & H Grade Piping) Large Bore |  |  |  |  | 5000 | Pipe Fabrication | 611LB1200STL | Summary of Shop Fab Stainless Steel (304, 309, 310, 316 L & H Grade Piping) Large Bore 12" labor costs.
61 | 1 | 1 | LB | 12 | FB | 00 | L | Shop Fab Stainless Steel (304, 309, 310, 316 L & H Grade Piping) Large Bore 12" - Shop Fabricate | 611-LB-12FB-00-L | LF | NO | NO | n/a | 2020 | DIRECT LABOR | Active | Shop Fab Stainless Steel (304, 309, 310, 316 L & H Grade Piping) | Shop Fab Stainless Steel (304, 309, 310, 316 L & H Grade Piping) Large Bore |  |  |  |  | 5000 | Pipe Fabrication | 611LB12FB00L | Summary of Shop Fab Stainless Steel (304, 309, 310, 316 L & H Grade Piping) Large Bore 12" - Shop Fabricate labor costs.
61 | 1 | 1 | LB | 12 | FB | ST | L | Shop Fab SSLB: 12" Sch Standard or less | 611-LB-12FB-ST-L | LF | NO | NO | n/a | 2020 | DIRECT LABOR | Active | Shop Fab Stainless Steel (304, 309, 310, 316 L & H Grade Piping) | Shop Fab Stainless Steel (304, 309, 310, 316 L & H Grade Piping) Large Bore |  |  |  |  | 5000 | Pipe Fabrication | 611LB12FBSTL | Direct field labor for Shop Fab SSLB: 12" Sch Standard or less.
61 | 1 | 1 | LB | 12 | FB | XH | L | Shop Fab SSLB: 12" Sch XH | 611-LB-12FB-XH-L | LF | NO | NO | n/a | 2020 | DIRECT LABOR | Active | Shop Fab Stainless Steel (304, 309, 310, 316 L & H Grade Piping) | Shop Fab Stainless Steel (304, 309, 310, 316 L & H Grade Piping) Large Bore |  |  |  |  | 5000 | Pipe Fabrication | 611LB12FBXHL | Direct field labor for Shop Fab SSLB: 12" Sch XH.
61 | 1 | 1 | LB | 12 | FB | XX | L | Shop Fab SSLB: 12" Sch XXH | 611-LB-12FB-XX-L | LF | NO | NO | n/a | 2020 | DIRECT LABOR | Active | Shop Fab Stainless Steel (304, 309, 310, 316 L & H Grade Piping) | Shop Fab Stainless Steel (304, 309, 310, 316 L & H Grade Piping) Large Bore |  |  |  |  | 5000 | Pipe Fabrication | 611LB12FBXXL | Direct field labor for Shop Fab SSLB: 12" Sch XXH.
61 | 1 | 1 | LB | 14 | 00 | ST | L | Shop Fab Stainless Steel (304, 309, 310, 316 L & H Grade Piping) Large Bore 14" | 611-LB-1400-ST-L | LF | NO | NO | n/a | 2020 | DIRECT LABOR | Active | Shop Fab Stainless Steel (304, 309, 310, 316 L & H Grade Piping) | Shop Fab Stainless Steel (304, 309, 310, 316 L & H Grade Piping) Large Bore |  |  |  |  | 5000 | Pipe Fabrication | 611LB1400STL | Summary of Shop Fab Stainless Steel (304, 309, 310, 316 L & H Grade Piping) Large Bore 14" labor costs.
61 | 1 | 1 | LB | 14 | FB | 00 | L | Shop Fab Stainless Steel (304, 309, 310, 316 L & H Grade Piping) Large Bore 14" - Shop Fabricate | 611-LB-14FB-00-L | LF | NO | NO | n/a | 2020 | DIRECT LABOR | Active | Shop Fab Stainless Steel (304, 309, 310, 316 L & H Grade Piping) | Shop Fab Stainless Steel (304, 309, 310, 316 L & H Grade Piping) Large Bore |  |  |  |  | 5000 | Pipe Fabrication | 611LB14FB00L | Summary of Shop Fab Stainless Steel (304, 309, 310, 316 L & H Grade Piping) Large Bore 14" - Shop Fabricate labor costs.
61 | 1 | 1 | LB | 14 | FB | ST | L | Shop Fab SSLB: 14" Sch Standard or less | 611-LB-14FB-ST-L | LF | NO | NO | n/a | 2020 | DIRECT LABOR | Active | Shop Fab Stainless Steel (304, 309, 310, 316 L & H Grade Piping) | Shop Fab Stainless Steel (304, 309, 310, 316 L & H Grade Piping) Large Bore |  |  |  |  | 5000 | Pipe Fabrication | 611LB14FBSTL | Direct field labor for Shop Fab SSLB: 14" Sch Standard or less.
61 | 1 | 1 | LB | 14 | FB | XH | L | Shop Fab SSLB: 14" Sch XH | 611-LB-14FB-XH-L | LF | NO | NO | n/a | 2020 | DIRECT LABOR | Active | Shop Fab Stainless Steel (304, 309, 310, 316 L & H Grade Piping) | Shop Fab Stainless Steel (304, 309, 310, 316 L & H Grade Piping) Large Bore |  |  |  |  | 5000 | Pipe Fabrication | 611LB14FBXHL | Direct field labor for Shop Fab SSLB: 14" Sch XH.
61 | 1 | 1 | LB | 14 | FB | XX | L | Shop Fab SSLB: 14" Sch XXH | 611-LB-14FB-XX-L | LF | NO | NO | n/a | 2020 | DIRECT LABOR | Active | Shop Fab Stainless Steel (304, 309, 310, 316 L & H Grade Piping) | Shop Fab Stainless Steel (304, 309, 310, 316 L & H Grade Piping) Large Bore |  |  |  |  | 5000 | Pipe Fabrication | 611LB14FBXXL | Direct field labor for Shop Fab SSLB: 14" Sch XXH.
61 | 1 | 1 | LB | 16 | 00 | ST | L | Shop Fab Stainless Steel (304, 309, 310, 316 L & H Grade Piping) Large Bore 16" | 611-LB-1600-ST-L | LF | NO | NO | n/a | 2020 | DIRECT LABOR | Active | Shop Fab Stainless Steel (304, 309, 310, 316 L & H Grade Piping) | Shop Fab Stainless Steel (304, 309, 310, 316 L & H Grade Piping) Large Bore |  |  |  |  | 5000 | Pipe Fabrication | 611LB1600STL | Summary of Shop Fab Stainless Steel (304, 309, 310, 316 L & H Grade Piping) Large Bore 16" labor costs.
61 | 1 | 1 | LB | 16 | FB | 00 | L | Shop Fab Stainless Steel (304, 309, 310, 316 L & H Grade Piping) Large Bore 16" - Shop Fabricate | 611-LB-16FB-00-L | LF | NO | NO | n/a | 2020 | DIRECT LABOR | Active | Shop Fab Stainless Steel (304, 309, 310, 316 L & H Grade Piping) | Shop Fab Stainless Steel (304, 309, 310, 316 L & H Grade Piping) Large Bore |  |  |  |  | 5000 | Pipe Fabrication | 611LB16FB00L | Summary of Shop Fab Stainless Steel (304, 309, 310, 316 L & H Grade Piping) Large Bore 16" - Shop Fabricate labor costs.
61 | 1 | 1 | LB | 16 | FB | ST | L | Shop Fab SSLB: 16" Sch Standard or less | 611-LB-16FB-ST-L | LF | NO | NO | n/a | 2020 | DIRECT LABOR | Active | Shop Fab Stainless Steel (304, 309, 310, 316 L & H Grade Piping) | Shop Fab Stainless Steel (304, 309, 310, 316 L & H Grade Piping) Large Bore |  |  |  |  | 5000 | Pipe Fabrication | 611LB16FBSTL | Direct field labor for Shop Fab SSLB: 16" Sch Standard or less.
61 | 1 | 1 | LB | 16 | FB | XH | L | Shop Fab SSLB: 16" Sch XH | 611-LB-16FB-XH-L | LF | NO | NO | n/a | 2020 | DIRECT LABOR | Active | Shop Fab Stainless Steel (304, 309, 310, 316 L & H Grade Piping) | Shop Fab Stainless Steel (304, 309, 310, 316 L & H Grade Piping) Large Bore |  |  |  |  | 5000 | Pipe Fabrication | 611LB16FBXHL | Direct field labor for Shop Fab SSLB: 16" Sch XH.
61 | 1 | 1 | LB | 16 | FB | XX | L | Shop Fab SSLB: 16" Sch XXH | 611-LB-16FB-XX-L | LF | NO | NO | n/a | 2020 | DIRECT LABOR | Active | Shop Fab Stainless Steel (304, 309, 310, 316 L & H Grade Piping) | Shop Fab Stainless Steel (304, 309, 310, 316 L & H Grade Piping) Large Bore |  |  |  |  | 5000 | Pipe Fabrication | 611LB16FBXXL | Direct field labor for Shop Fab SSLB: 16" Sch XXH.
61 | 1 | 1 | LB | 18 | 00 | ST | L | Shop Fab Stainless Steel (304, 309, 310, 316 L & H Grade Piping) Large Bore 18" | 611-LB-1800-ST-L | LF | NO | NO | n/a | 2020 | DIRECT LABOR | Active | Shop Fab Stainless Steel (304, 309, 310, 316 L & H Grade Piping) | Shop Fab Stainless Steel (304, 309, 310, 316 L & H Grade Piping) Large Bore |  |  |  |  | 5000 | Pipe Fabrication | 611LB1800STL | Summary of Shop Fab Stainless Steel (304, 309, 310, 316 L & H Grade Piping) Large Bore 18" labor costs.
61 | 1 | 1 | LB | 18 | FB | 00 | L | Shop Fab Stainless Steel (304, 309, 310, 316 L & H Grade Piping) Large Bore 18" - Shop Fabricate | 611-LB-18FB-00-L | LF | NO | NO | n/a | 2020 | DIRECT LABOR | Active | Shop Fab Stainless Steel (304, 309, 310, 316 L & H Grade Piping) | Shop Fab Stainless Steel (304, 309, 310, 316 L & H Grade Piping) Large Bore |  |  |  |  | 5000 | Pipe Fabrication | 611LB18FB00L | Summary of Shop Fab Stainless Steel (304, 309, 310, 316 L & H Grade Piping) Large Bore 18" - Shop Fabricate labor costs.
61 | 1 | 1 | LB | 18 | FB | ST | L | Shop Fab SSLB: 18" Sch Standard or less | 611-LB-18FB-ST-L | LF | NO | NO | n/a | 2020 | DIRECT LABOR | Active | Shop Fab Stainless Steel (304, 309, 310, 316 L & H Grade Piping) | Shop Fab Stainless Steel (304, 309, 310, 316 L & H Grade Piping) Large Bore |  |  |  |  | 5000 | Pipe Fabrication | 611LB18FBSTL | Direct field labor for Shop Fab SSLB: 18" Sch Standard or less.
61 | 1 | 1 | LB | 18 | FB | XH | L | Shop Fab SSLB: 18" Sch XH | 611-LB-18FB-XH-L | LF | NO | NO | n/a | 2020 | DIRECT LABOR | Active | Shop Fab Stainless Steel (304, 309, 310, 316 L & H Grade Piping) | Shop Fab Stainless Steel (304, 309, 310, 316 L & H Grade Piping) Large Bore |  |  |  |  | 5000 | Pipe Fabrication | 611LB18FBXHL | Direct field labor for Shop Fab SSLB: 18" Sch XH.
61 | 1 | 1 | LB | 18 | FB | XX | L | Shop Fab SSLB: 18" Sch XXH | 611-LB-18FB-XX-L | LF | NO | NO | n/a | 2020 | DIRECT LABOR | Active | Shop Fab Stainless Steel (304, 309, 310, 316 L & H Grade Piping) | Shop Fab Stainless Steel (304, 309, 310, 316 L & H Grade Piping) Large Bore |  |  |  |  | 5000 | Pipe Fabrication | 611LB18FBXXL | Direct field labor for Shop Fab SSLB: 18" Sch XXH.
61 | 1 | 1 | LB | 20 | 00 | ST | L | Shop Fab Stainless Steel (304, 309, 310, 316 L & H Grade Piping) Large Bore 20" | 611-LB-2000-ST-L | LF | NO | NO | n/a | 2020 | DIRECT LABOR | Active | Shop Fab Stainless Steel (304, 309, 310, 316 L & H Grade Piping) | Shop Fab Stainless Steel (304, 309, 310, 316 L & H Grade Piping) Large Bore |  |  |  |  | 5000 | Pipe Fabrication | 611LB2000STL | Summary of Shop Fab Stainless Steel (304, 309, 310, 316 L & H Grade Piping) Large Bore 20" labor costs.
61 | 1 | 1 | LB | 20 | FB | 00 | L | Shop Fab Stainless Steel (304, 309, 310, 316 L & H Grade Piping) Large Bore 20" - Shop Fabricate | 611-LB-20FB-00-L | LF | NO | NO | n/a | 2020 | DIRECT LABOR | Active | Shop Fab Stainless Steel (304, 309, 310, 316 L & H Grade Piping) | Shop Fab Stainless Steel (304, 309, 310, 316 L & H Grade Piping) Large Bore |  |  |  |  | 5000 | Pipe Fabrication | 611LB20FB00L | Summary of Shop Fab Stainless Steel (304, 309, 310, 316 L & H Grade Piping) Large Bore 20" - Shop Fabricate labor costs.
61 | 1 | 1 | LB | 20 | FB | ST | L | Shop Fab SSLB: 20" Sch Standard or less | 611-LB-20FB-ST-L | LF | NO | NO | n/a | 2020 | DIRECT LABOR | Active | Shop Fab Stainless Steel (304, 309, 310, 316 L & H Grade Piping) | Shop Fab Stainless Steel (304, 309, 310, 316 L & H Grade Piping) Large Bore |  |  |  |  | 5000 | Pipe Fabrication | 611LB20FBSTL | Direct field labor for Shop Fab SSLB: 20" Sch Standard or less.
61 | 1 | 1 | LB | 20 | FB | XH | L | Shop Fab SSLB: 20" Sch XH | 611-LB-20FB-XH-L | LF | NO | NO | n/a | 2020 | DIRECT LABOR | Active | Shop Fab Stainless Steel (304, 309, 310, 316 L & H Grade Piping) | Shop Fab Stainless Steel (304, 309, 310, 316 L & H Grade Piping) Large Bore |  |  |  |  | 5000 | Pipe Fabrication | 611LB20FBXHL | Direct field labor for Shop Fab SSLB: 20" Sch XH.
61 | 1 | 1 | LB | 20 | FB | XX | L | Shop Fab SSLB: 20" Sch XXH | 611-LB-20FB-XX-L | LF | NO | NO | n/a | 2020 | DIRECT LABOR | Active | Shop Fab Stainless Steel (304, 309, 310, 316 L & H Grade Piping) | Shop Fab Stainless Steel (304, 309, 310, 316 L & H Grade Piping) Large Bore |  |  |  |  | 5000 | Pipe Fabrication | 611LB20FBXXL | Direct field labor for Shop Fab SSLB: 20" Sch XXH.
61 | 1 | 1 | LB | 24 | 00 | ST | L | Shop Fab Stainless Steel (304, 309, 310, 316 L & H Grade Piping) Large Bore 24" | 611-LB-2400-ST-L | LF | NO | NO | n/a | 2020 | DIRECT LABOR | Active | Shop Fab Stainless Steel (304, 309, 310, 316 L & H Grade Piping) | Shop Fab Stainless Steel (304, 309, 310, 316 L & H Grade Piping) Large Bore |  |  |  |  | 5000 | Pipe Fabrication | 611LB2400STL | Summary of Shop Fab Stainless Steel (304, 309, 310, 316 L & H Grade Piping) Large Bore 24" labor costs.
61 | 1 | 1 | LB | 24 | FB | 00 | L | Shop Fab Stainless Steel (304, 309, 310, 316 L & H Grade Piping) Large Bore 24" - Shop Fabricate | 611-LB-24FB-00-L | LF | NO | NO | n/a | 2020 | DIRECT LABOR | Active | Shop Fab Stainless Steel (304, 309, 310, 316 L & H Grade Piping) | Shop Fab Stainless Steel (304, 309, 310, 316 L & H Grade Piping) Large Bore |  |  |  |  | 5000 | Pipe Fabrication | 611LB24FB00L | Summary of Shop Fab Stainless Steel (304, 309, 310, 316 L & H Grade Piping) Large Bore 24" - Shop Fabricate labor costs.
61 | 1 | 1 | LB | 24 | FB | ST | L | Shop Fab SSLB: 24" Sch Standard or less | 611-LB-24FB-ST-L | LF | NO | NO | n/a | 2020 | DIRECT LABOR | Active | Shop Fab Stainless Steel (304, 309, 310, 316 L & H Grade Piping) | Shop Fab Stainless Steel (304, 309, 310, 316 L & H Grade Piping) Large Bore |  |  |  |  | 5000 | Pipe Fabrication | 611LB24FBSTL | Direct field labor for Shop Fab SSLB: 24" Sch Standard or less.
61 | 1 | 1 | LB | 24 | FB | XH | L | Shop Fab SSLB: 24" Sch XH | 611-LB-24FB-XH-L | LF | NO | NO | n/a | 2020 | DIRECT LABOR | Active | Shop Fab Stainless Steel (304, 309, 310, 316 L & H Grade Piping) | Shop Fab Stainless Steel (304, 309, 310, 316 L & H Grade Piping) Large Bore |  |  |  |  | 5000 | Pipe Fabrication | 611LB24FBXHL | Direct field labor for Shop Fab SSLB: 24" Sch XH.
61 | 1 | 1 | LB | 24 | FB | XX | L | Shop Fab SSLB: 24" Sch XXH | 611-LB-24FB-XX-L | LF | NO | NO | n/a | 2020 | DIRECT LABOR | Active | Shop Fab Stainless Steel (304, 309, 310, 316 L & H Grade Piping) | Shop Fab Stainless Steel (304, 309, 310, 316 L & H Grade Piping) Large Bore |  |  |  |  | 5000 | Pipe Fabrication | 611LB24FBXXL | Direct field labor for Shop Fab SSLB: 24" Sch XXH.
61 | 1 | 1 | MB | 00 | 00 | MB | L | Shop Fab Stainless Steel (304, 309, 310, 316 L & H Grade Piping) Medium Bore | 611-MB-0000-MB-L | LF | NO | NO | n/a | 2020 | DIRECT LABOR | Active | Shop Fab Stainless Steel (304, 309, 310, 316 L & H Grade Piping) | Shop Fab Stainless Steel (304, 309, 310, 316 L & H Grade Piping) Medium Bore |  |  |  |  | 5000 | Pipe Fabrication | 611MB0000MBL | Summary of Shop Fab Stainless Steel (304, 309, 310, 316 L & H Grade Piping) Medium Bore labor costs.
61 | 1 | 1 | MB | 03 | 00 | ST | L | Shop Fab Stainless Steel (304, 309, 310, 316 L & H Grade Piping) Medium Bore 3" | 611-MB-0300-ST-L | LF | NO | NO | n/a | 2020 | DIRECT LABOR | Active | Shop Fab Stainless Steel (304, 309, 310, 316 L & H Grade Piping) | Shop Fab Stainless Steel (304, 309, 310, 316 L & H Grade Piping) Medium Bore |  |  |  |  | 5000 | Pipe Fabrication | 611MB0300STL | Summary of Shop Fab Stainless Steel (304, 309, 310, 316 L & H Grade Piping) Medium Bore 3" labor costs.
61 | 1 | 1 | MB | 03 | FB | 00 | L | Shop Fab Stainless Steel (304, 309, 310, 316 L & H Grade Piping) Medium Bore 3" - Shop Fabricate | 611-MB-03FB-00-L | LF | NO | NO | n/a | 2020 | DIRECT LABOR | Active | Shop Fab Stainless Steel (304, 309, 310, 316 L & H Grade Piping) | Shop Fab Stainless Steel (304, 309, 310, 316 L & H Grade Piping) Medium Bore |  |  |  |  | 5000 | Pipe Fabrication | 611MB03FB00L | Summary of Shop Fab Stainless Steel (304, 309, 310, 316 L & H Grade Piping) Medium Bore 3" - Shop Fabricate labor costs.
61 | 1 | 1 | MB | 03 | FB | ST | L | Shop Fab SSMB: 3" Sch Standard or less | 611-MB-03FB-ST-L | LF | NO | NO | n/a | 2020 | DIRECT LABOR | Active | Shop Fab Stainless Steel (304, 309, 310, 316 L & H Grade Piping) | Shop Fab Stainless Steel (304, 309, 310, 316 L & H Grade Piping) Medium Bore |  |  |  |  | 5000 | Pipe Fabrication | 611MB03FBSTL | Direct field labor for Shop Fab SSMB: 3" Sch Standard or less.
61 | 1 | 1 | MB | 03 | FB | XH | L | Shop Fab SSMB: 3" Sch XH | 611-MB-03FB-XH-L | LF | NO | NO | n/a | 2020 | DIRECT LABOR | Active | Shop Fab Stainless Steel (304, 309, 310, 316 L & H Grade Piping) | Shop Fab Stainless Steel (304, 309, 310, 316 L & H Grade Piping) Medium Bore |  |  |  |  | 5000 | Pipe Fabrication | 611MB03FBXHL | Direct field labor for Shop Fab SSMB: 3" Sch XH.
61 | 1 | 1 | MB | 03 | FB | XX | L | Shop Fab SSMB: 3" Sch XXH | 611-MB-03FB-XX-L | LF | NO | NO | n/a | 2020 | DIRECT LABOR | Active | Shop Fab Stainless Steel (304, 309, 310, 316 L & H Grade Piping) | Shop Fab Stainless Steel (304, 309, 310, 316 L & H Grade Piping) Medium Bore |  |  |  |  | 5000 | Pipe Fabrication | 611MB03FBXXL | Direct field labor for Shop Fab SSMB: 3" Sch XXH.
61 | 1 | 1 | MB | 04 | 00 | ST | L | Shop Fab Stainless Steel (304, 309, 310, 316 L & H Grade Piping) Medium Bore 4" | 611-MB-0400-ST-L | LF | NO | NO | n/a | 2020 | DIRECT LABOR | Active | Shop Fab Stainless Steel (304, 309, 310, 316 L & H Grade Piping) | Shop Fab Stainless Steel (304, 309, 310, 316 L & H Grade Piping) Medium Bore |  |  |  |  | 5000 | Pipe Fabrication | 611MB0400STL | Summary of Shop Fab Stainless Steel (304, 309, 310, 316 L & H Grade Piping) Medium Bore 4" labor costs.
61 | 1 | 1 | MB | 04 | FB | 00 | L | Shop Fab Stainless Steel (304, 309, 310, 316 L & H Grade Piping) Medium Bore 4" - Shop Fabricate | 611-MB-04FB-00-L | LF | NO | NO | n/a | 2020 | DIRECT LABOR | Active | Shop Fab Stainless Steel (304, 309, 310, 316 L & H Grade Piping) | Shop Fab Stainless Steel (304, 309, 310, 316 L & H Grade Piping) Medium Bore |  |  |  |  | 5000 | Pipe Fabrication | 611MB04FB00L | Summary of Shop Fab Stainless Steel (304, 309, 310, 316 L & H Grade Piping) Medium Bore 4" - Shop Fabricate labor costs.
61 | 1 | 1 | MB | 04 | FB | ST | L | Shop Fab SSMB: 4" Sch Standard or less | 611-MB-04FB-ST-L | LF | NO | NO | n/a | 2020 | DIRECT LABOR | Active | Shop Fab Stainless Steel (304, 309, 310, 316 L & H Grade Piping) | Shop Fab Stainless Steel (304, 309, 310, 316 L & H Grade Piping) Medium Bore |  |  |  |  | 5000 | Pipe Fabrication | 611MB04FBSTL | Direct field labor for Shop Fab SSMB: 4" Sch Standard or less.
61 | 1 | 1 | MB | 04 | FB | XH | L | Shop Fab SSMB: 4" Sch XH | 611-MB-04FB-XH-L | LF | NO | NO | n/a | 2020 | DIRECT LABOR | Active | Shop Fab Stainless Steel (304, 309, 310, 316 L & H Grade Piping) | Shop Fab Stainless Steel (304, 309, 310, 316 L & H Grade Piping) Medium Bore |  |  |  |  | 5000 | Pipe Fabrication | 611MB04FBXHL | Direct field labor for Shop Fab SSMB: 4" Sch XH.
61 | 1 | 1 | MB | 04 | FB | XX | L | Shop Fab SSMB: 4" Sch XXH | 611-MB-04FB-XX-L | LF | NO | NO | n/a | 2020 | DIRECT LABOR | Active | Shop Fab Stainless Steel (304, 309, 310, 316 L & H Grade Piping) | Shop Fab Stainless Steel (304, 309, 310, 316 L & H Grade Piping) Medium Bore |  |  |  |  | 5000 | Pipe Fabrication | 611MB04FBXXL | Direct field labor for Shop Fab SSMB: 4" Sch XXH.
61 | 1 | 1 | MB | 06 | 00 | ST | L | Shop Fab Stainless Steel (304, 309, 310, 316 L & H Grade Piping) Medium Bore 6" | 611-MB-0600-ST-L | LF | NO | NO | n/a | 2020 | DIRECT LABOR | Active | Shop Fab Stainless Steel (304, 309, 310, 316 L & H Grade Piping) | Shop Fab Stainless Steel (304, 309, 310, 316 L & H Grade Piping) Medium Bore |  |  |  |  | 5000 | Pipe Fabrication | 611MB0600STL | Summary of Shop Fab Stainless Steel (304, 309, 310, 316 L & H Grade Piping) Medium Bore 6" labor costs.
61 | 1 | 1 | MB | 06 | FB | 00 | L | Shop Fab Stainless Steel (304, 309, 310, 316 L & H Grade Piping) Medium Bore 6" - Shop Fabricate | 611-MB-06FB-00-L | LF | NO | NO | n/a | 2020 | DIRECT LABOR | Active | Shop Fab Stainless Steel (304, 309, 310, 316 L & H Grade Piping) | Shop Fab Stainless Steel (304, 309, 310, 316 L & H Grade Piping) Medium Bore |  |  |  |  | 5000 | Pipe Fabrication | 611MB06FB00L | Summary of Shop Fab Stainless Steel (304, 309, 310, 316 L & H Grade Piping) Medium Bore 6" - Shop Fabricate labor costs.
61 | 1 | 1 | MB | 06 | FB | ST | L | Shop Fab SSMB: 6" Sch Standard or less | 611-MB-06FB-ST-L | LF | NO | NO | n/a | 2020 | DIRECT LABOR | Active | Shop Fab Stainless Steel (304, 309, 310, 316 L & H Grade Piping) | Shop Fab Stainless Steel (304, 309, 310, 316 L & H Grade Piping) Medium Bore |  |  |  |  | 5000 | Pipe Fabrication | 611MB06FBSTL | Direct field labor for Shop Fab SSMB: 6" Sch Standard or less.
61 | 1 | 1 | MB | 06 | FB | XH | L | Shop Fab SSMB: 6" Sch XH | 611-MB-06FB-XH-L | LF | NO | NO | n/a | 2020 | DIRECT LABOR | Active | Shop Fab Stainless Steel (304, 309, 310, 316 L & H Grade Piping) | Shop Fab Stainless Steel (304, 309, 310, 316 L & H Grade Piping) Medium Bore |  |  |  |  | 5000 | Pipe Fabrication | 611MB06FBXHL | Direct field labor for Shop Fab SSMB: 6" Sch XH.
61 | 1 | 1 | MB | 06 | FB | XX | L | Shop Fab SSMB: 6" Sch XXH | 611-MB-06FB-XX-L | LF | NO | NO | n/a | 2020 | DIRECT LABOR | Active | Shop Fab Stainless Steel (304, 309, 310, 316 L & H Grade Piping) | Shop Fab Stainless Steel (304, 309, 310, 316 L & H Grade Piping) Medium Bore |  |  |  |  | 5000 | Pipe Fabrication | 611MB06FBXXL | Direct field labor for Shop Fab SSMB: 6" Sch XXH.
61 | 1 | 1 | MB | 08 | 00 | ST | L | Shop Fab Stainless Steel (304, 309, 310, 316 L & H Grade Piping) Medium Bore 8" | 611-MB-0800-ST-L | LF | NO | NO | n/a | 2020 | DIRECT LABOR | Active | Shop Fab Stainless Steel (304, 309, 310, 316 L & H Grade Piping) | Shop Fab Stainless Steel (304, 309, 310, 316 L & H Grade Piping) Medium Bore |  |  |  |  | 5000 | Pipe Fabrication | 611MB0800STL | Summary of Shop Fab Stainless Steel (304, 309, 310, 316 L & H Grade Piping) Medium Bore 8" labor costs.
61 | 1 | 1 | MB | 08 | FB | 00 | L | Shop Fab Stainless Steel (304, 309, 310, 316 L & H Grade Piping) Medium Bore 8" - Shop Fabricate | 611-MB-08FB-00-L | LF | NO | NO | n/a | 2020 | DIRECT LABOR | Active | Shop Fab Stainless Steel (304, 309, 310, 316 L & H Grade Piping) | Shop Fab Stainless Steel (304, 309, 310, 316 L & H Grade Piping) Medium Bore |  |  |  |  | 5000 | Pipe Fabrication | 611MB08FB00L | Summary of Shop Fab Stainless Steel (304, 309, 310, 316 L & H Grade Piping) Medium Bore 8" - Shop Fabricate labor costs.
61 | 1 | 1 | MB | 08 | FB | ST | L | Shop Fab SSMB: 8" Sch Standard or less | 611-MB-08FB-ST-L | LF | NO | NO | n/a | 2020 | DIRECT LABOR | Active | Shop Fab Stainless Steel (304, 309, 310, 316 L & H Grade Piping) | Shop Fab Stainless Steel (304, 309, 310, 316 L & H Grade Piping) Medium Bore |  |  |  |  | 5000 | Pipe Fabrication | 611MB08FBSTL | Direct field labor for Shop Fab SSMB: 8" Sch Standard or less.
61 | 1 | 1 | MB | 08 | FB | XH | L | Shop Fab SSMB: 8" Sch XH | 611-MB-08FB-XH-L | LF | NO | NO | n/a | 2020 | DIRECT LABOR | Active | Shop Fab Stainless Steel (304, 309, 310, 316 L & H Grade Piping) | Shop Fab Stainless Steel (304, 309, 310, 316 L & H Grade Piping) Medium Bore |  |  |  |  | 5000 | Pipe Fabrication | 611MB08FBXHL | Direct field labor for Shop Fab SSMB: 8" Sch XH.
61 | 1 | 1 | MB | 08 | FB | XX | L | Shop Fab SSMB: 8" Sch XXH | 611-MB-08FB-XX-L | LF | NO | NO | n/a | 2020 | DIRECT LABOR | Active | Shop Fab Stainless Steel (304, 309, 310, 316 L & H Grade Piping) | Shop Fab Stainless Steel (304, 309, 310, 316 L & H Grade Piping) Medium Bore |  |  |  |  | 5000 | Pipe Fabrication | 611MB08FBXXL | Direct field labor for Shop Fab SSMB: 8" Sch XXH.
61 | 1 | 1 | MB | 10 | 00 | ST | L | Shop Fab Stainless Steel (304, 309, 310, 316 L & H Grade Piping) Medium Bore 10" | 611-MB-1000-ST-L | LF | NO | NO | n/a | 2020 | DIRECT LABOR | Active | Shop Fab Stainless Steel (304, 309, 310, 316 L & H Grade Piping) | Shop Fab Stainless Steel (304, 309, 310, 316 L & H Grade Piping) Medium Bore |  |  |  |  | 5000 | Pipe Fabrication | 611MB1000STL | Summary of Shop Fab Stainless Steel (304, 309, 310, 316 L & H Grade Piping) Medium Bore 10" labor costs.
61 | 1 | 1 | MB | 10 | FB | 00 | L | Shop Fab Stainless Steel (304, 309, 310, 316 L & H Grade Piping) Medium Bore 10" - Shop Fabricate | 611-MB-10FB-00-L | LF | NO | NO | n/a | 2020 | DIRECT LABOR | Active | Shop Fab Stainless Steel (304, 309, 310, 316 L & H Grade Piping) | Shop Fab Stainless Steel (304, 309, 310, 316 L & H Grade Piping) Medium Bore |  |  |  |  | 5000 | Pipe Fabrication | 611MB10FB00L | Summary of Shop Fab Stainless Steel (304, 309, 310, 316 L & H Grade Piping) Medium Bore 10" - Shop Fabricate labor costs.
61 | 1 | 1 | MB | 10 | FB | ST | L | Shop Fab SSMB: 10" Sch Standard or less | 611-MB-10FB-ST-L | LF | NO | NO | n/a | 2020 | DIRECT LABOR | Active | Shop Fab Stainless Steel (304, 309, 310, 316 L & H Grade Piping) | Shop Fab Stainless Steel (304, 309, 310, 316 L & H Grade Piping) Medium Bore |  |  |  |  | 5000 | Pipe Fabrication | 611MB10FBSTL | Direct field labor for Shop Fab SSMB: 10" Sch Standard or less.
61 | 1 | 1 | MB | 10 | FB | XH | L | Shop Fab SSMB: 10" Sch XH | 611-MB-10FB-XH-L | LF | NO | NO | n/a | 2020 | DIRECT LABOR | Active | Shop Fab Stainless Steel (304, 309, 310, 316 L & H Grade Piping) | Shop Fab Stainless Steel (304, 309, 310, 316 L & H Grade Piping) Medium Bore |  |  |  |  | 5000 | Pipe Fabrication | 611MB10FBXHL | Direct field labor for Shop Fab SSMB: 10" Sch XH.
61 | 1 | 1 | MB | 10 | FB | XX | L | Shop Fab SSMB: 10" Sch XXH | 611-MB-10FB-XX-L | LF | NO | NO | n/a | 2020 | DIRECT LABOR | Active | Shop Fab Stainless Steel (304, 309, 310, 316 L & H Grade Piping) | Shop Fab Stainless Steel (304, 309, 310, 316 L & H Grade Piping) Medium Bore |  |  |  |  | 5000 | Pipe Fabrication | 611MB10FBXXL | Direct field labor for Shop Fab SSMB: 10" Sch XXH.
61 | 1 | 1 | SB | 00 | 00 | SB | L | Shop Fab Stainless Steel (304, 309, 310, 316 L & H Grade Piping) Small Bore | 611-SB-0000-SB-L | LF | NO | NO | n/a | 2020 | DIRECT LABOR | Active | Shop Fab Stainless Steel (304, 309, 310, 316 L & H Grade Piping) | Shop Fab Stainless Steel (304, 309, 310, 316 L & H Grade Piping) Small Bore |  |  |  |  | 5000 | Pipe Fabrication | 611SB0000SBL | Summary of Shop Fab Stainless Steel (304, 309, 310, 316 L & H Grade Piping) Small Bore labor costs.
61 | 1 | 1 | SB | 05 | 00 | ST | L | Shop Fab Stainless Steel (304, 309, 310, 316 L & H Grade Piping) Small Bore .5" | 611-SB-0500-ST-L | LF | NO | NO | n/a | 2020 | DIRECT LABOR | Active | Shop Fab Stainless Steel (304, 309, 310, 316 L & H Grade Piping) | Shop Fab Stainless Steel (304, 309, 310, 316 L & H Grade Piping) Small Bore |  |  |  |  | 5000 | Pipe Fabrication | 611SB0500STL | Summary of Shop Fab Stainless Steel (304, 309, 310, 316 L & H Grade Piping) Small Bore .5" labor costs.
61 | 1 | 1 | SB | 05 | FB | 00 | L | Shop Fab Stainless Steel (304, 309, 310, 316 L & H Grade Piping) Small Bore .5" - Shop Fabricate | 611-SB-05FB-00-L | LF | NO | NO | n/a | 2020 | DIRECT LABOR | Active | Shop Fab Stainless Steel (304, 309, 310, 316 L & H Grade Piping) | Shop Fab Stainless Steel (304, 309, 310, 316 L & H Grade Piping) Small Bore |  |  |  |  | 5000 | Pipe Fabrication | 611SB05FB00L | Summary of Shop Fab Stainless Steel (304, 309, 310, 316 L & H Grade Piping) Small Bore .5" - Shop Fabricate labor costs.
61 | 1 | 1 | SB | 05 | FB | ST | L | Shop Fab SSSB: .5" Sch Standard or less | 611-SB-05FB-ST-L | LF | NO | NO | n/a | 2020 | DIRECT LABOR | Active | Shop Fab Stainless Steel (304, 309, 310, 316 L & H Grade Piping) | Shop Fab Stainless Steel (304, 309, 310, 316 L & H Grade Piping) Small Bore |  |  |  |  | 5000 | Pipe Fabrication | 611SB05FBSTL | Direct field labor for Shop Fab SSSB: .5" Sch Standard or less.
61 | 1 | 1 | SB | 05 | FB | XH | L | Shop Fab SSSB: .5" Sch XH | 611-SB-05FB-XH-L | LF | NO | NO | n/a | 2020 | DIRECT LABOR | Active | Shop Fab Stainless Steel (304, 309, 310, 316 L & H Grade Piping) | Shop Fab Stainless Steel (304, 309, 310, 316 L & H Grade Piping) Small Bore |  |  |  |  | 5000 | Pipe Fabrication | 611SB05FBXHL | Direct field labor for Shop Fab SSSB: .5" Sch XH.
61 | 1 | 1 | SB | 05 | FB | XX | L | Shop Fab SSSB: .5" Sch XXH | 611-SB-05FB-XX-L | LF | NO | NO | n/a | 2020 | DIRECT LABOR | Active | Shop Fab Stainless Steel (304, 309, 310, 316 L & H Grade Piping) | Shop Fab Stainless Steel (304, 309, 310, 316 L & H Grade Piping) Small Bore |  |  |  |  | 5000 | Pipe Fabrication | 611SB05FBXXL | Direct field labor for Shop Fab SSSB: .5" Sch XXH.
61 | 1 | 1 | SB | 07 | 00 | ST | L | Shop Fab Stainless Steel (304, 309, 310, 316 L & H Grade Piping) Small Bore .75" | 611-SB-0700-ST-L | LF | NO | NO | n/a | 2020 | DIRECT LABOR | Active | Shop Fab Stainless Steel (304, 309, 310, 316 L & H Grade Piping) | Shop Fab Stainless Steel (304, 309, 310, 316 L & H Grade Piping) Small Bore |  |  |  |  | 5000 | Pipe Fabrication | 611SB0700STL | Summary of Shop Fab Stainless Steel (304, 309, 310, 316 L & H Grade Piping) Small Bore .75" labor costs.
61 | 1 | 1 | SB | 07 | FB | 00 | L | Shop Fab Stainless Steel (304, 309, 310, 316 L & H Grade Piping) Small Bore .75" - Shop Fabricate | 611-SB-07FB-00-L | LF | NO | NO | n/a | 2020 | DIRECT LABOR | Active | Shop Fab Stainless Steel (304, 309, 310, 316 L & H Grade Piping) | Shop Fab Stainless Steel (304, 309, 310, 316 L & H Grade Piping) Small Bore |  |  |  |  | 5000 | Pipe Fabrication | 611SB07FB00L | Summary of Shop Fab Stainless Steel (304, 309, 310, 316 L & H Grade Piping) Small Bore .75" - Shop Fabricate labor costs.
61 | 1 | 1 | SB | 07 | FB | ST | L | Shop Fab SSSB: .75" Sch Standard or less | 611-SB-07FB-ST-L | LF | NO | NO | n/a | 2020 | DIRECT LABOR | Active | Shop Fab Stainless Steel (304, 309, 310, 316 L & H Grade Piping) | Shop Fab Stainless Steel (304, 309, 310, 316 L & H Grade Piping) Small Bore |  |  |  |  | 5000 | Pipe Fabrication | 611SB07FBSTL | Direct field labor for Shop Fab SSSB: .75" Sch Standard or less.
61 | 1 | 1 | SB | 07 | FB | XH | L | Shop Fab SSSB: .75" Sch XH | 611-SB-07FB-XH-L | LF | NO | NO | n/a | 2020 | DIRECT LABOR | Active | Shop Fab Stainless Steel (304, 309, 310, 316 L & H Grade Piping) | Shop Fab Stainless Steel (304, 309, 310, 316 L & H Grade Piping) Small Bore |  |  |  |  | 5000 | Pipe Fabrication | 611SB07FBXHL | Direct field labor for Shop Fab SSSB: .75" Sch XH.
61 | 1 | 1 | SB | 07 | FB | XX | L | Shop Fab SSSB: .75" Sch XXH | 611-SB-07FB-XX-L | LF | NO | NO | n/a | 2020 | DIRECT LABOR | Active | Shop Fab Stainless Steel (304, 309, 310, 316 L & H Grade Piping) | Shop Fab Stainless Steel (304, 309, 310, 316 L & H Grade Piping) Small Bore |  |  |  |  | 5000 | Pipe Fabrication | 611SB07FBXXL | Direct field labor for Shop Fab SSSB: .75" Sch XXH.
61 | 1 | 1 | SB | 10 | 00 | ST | L | Shop Fab Stainless Steel (304, 309, 310, 316 L & H Grade Piping) Small Bore 1" | 611-SB-1000-ST-L | LF | NO | NO | n/a | 2020 | DIRECT LABOR | Active | Shop Fab Stainless Steel (304, 309, 310, 316 L & H Grade Piping) | Shop Fab Stainless Steel (304, 309, 310, 316 L & H Grade Piping) Small Bore |  |  |  |  | 5000 | Pipe Fabrication | 611SB1000STL | Summary of Shop Fab Stainless Steel (304, 309, 310, 316 L & H Grade Piping) Small Bore 1" labor costs.
61 | 1 | 1 | SB | 10 | FB | 00 | L | Shop Fab Stainless Steel (304, 309, 310, 316 L & H Grade Piping) Small Bore 1" - Shop Fabricate | 611-SB-10FB-00-L | LF | NO | NO | n/a | 2020 | DIRECT LABOR | Active | Shop Fab Stainless Steel (304, 309, 310, 316 L & H Grade Piping) | Shop Fab Stainless Steel (304, 309, 310, 316 L & H Grade Piping) Small Bore |  |  |  |  | 5000 | Pipe Fabrication | 611SB10FB00L | Summary of Shop Fab Stainless Steel (304, 309, 310, 316 L & H Grade Piping) Small Bore 1" - Shop Fabricate labor costs.
61 | 1 | 1 | SB | 10 | FB | ST | L | Shop Fab SSSB: 1" Sch Standard or less | 611-SB-10FB-ST-L | LF | NO | NO | n/a | 2020 | DIRECT LABOR | Active | Shop Fab Stainless Steel (304, 309, 310, 316 L & H Grade Piping) | Shop Fab Stainless Steel (304, 309, 310, 316 L & H Grade Piping) Small Bore |  |  |  |  | 5000 | Pipe Fabrication | 611SB10FBSTL | Direct field labor for Shop Fab SSSB: 1" Sch Standard or less.
61 | 1 | 1 | SB | 10 | FB | XH | L | Shop Fab SSSB: 1" Sch XH | 611-SB-10FB-XH-L | LF | NO | NO | n/a | 2020 | DIRECT LABOR | Active | Shop Fab Stainless Steel (304, 309, 310, 316 L & H Grade Piping) | Shop Fab Stainless Steel (304, 309, 310, 316 L & H Grade Piping) Small Bore |  |  |  |  | 5000 | Pipe Fabrication | 611SB10FBXHL | Direct field labor for Shop Fab SSSB: 1" Sch XH.
61 | 1 | 1 | SB | 10 | FB | XX | L | Shop Fab SSSB: 1" Sch XXH | 611-SB-10FB-XX-L | LF | NO | NO | n/a | 2020 | DIRECT LABOR | Active | Shop Fab Stainless Steel (304, 309, 310, 316 L & H Grade Piping) | Shop Fab Stainless Steel (304, 309, 310, 316 L & H Grade Piping) Small Bore |  |  |  |  | 5000 | Pipe Fabrication | 611SB10FBXXL | Direct field labor for Shop Fab SSSB: 1" Sch XXH.
61 | 1 | 1 | SB | 15 | 00 | ST | L | Shop Fab Stainless Steel (304, 309, 310, 316 L & H Grade Piping) Small Bore 1.5" | 611-SB-1500-ST-L | LF | NO | NO | n/a | 2020 | DIRECT LABOR | Active | Shop Fab Stainless Steel (304, 309, 310, 316 L & H Grade Piping) | Shop Fab Stainless Steel (304, 309, 310, 316 L & H Grade Piping) Small Bore |  |  |  |  | 5000 | Pipe Fabrication | 611SB1500STL | Summary of Shop Fab Stainless Steel (304, 309, 310, 316 L & H Grade Piping) Small Bore 1.5" labor costs.
61 | 1 | 1 | SB | 15 | FB | 00 | L | Shop Fab Stainless Steel (304, 309, 310, 316 L & H Grade Piping) Small Bore 1.5" - Shop Fabricate | 611-SB-15FB-00-L | LF | NO | NO | n/a | 2020 | DIRECT LABOR | Active | Shop Fab Stainless Steel (304, 309, 310, 316 L & H Grade Piping) | Shop Fab Stainless Steel (304, 309, 310, 316 L & H Grade Piping) Small Bore |  |  |  |  | 5000 | Pipe Fabrication | 611SB15FB00L | Summary of Shop Fab Stainless Steel (304, 309, 310, 316 L & H Grade Piping) Small Bore 1.5" - Shop Fabricate labor costs.
61 | 1 | 1 | SB | 15 | FB | ST | L | Shop Fab SSSB: 1.5" Sch Standard or less | 611-SB-15FB-ST-L | LF | NO | NO | n/a | 2020 | DIRECT LABOR | Active | Shop Fab Stainless Steel (304, 309, 310, 316 L & H Grade Piping) | Shop Fab Stainless Steel (304, 309, 310, 316 L & H Grade Piping) Small Bore |  |  |  |  | 5000 | Pipe Fabrication | 611SB15FBSTL | Direct field labor for Shop Fab SSSB: 1.5" Sch Standard or less.
61 | 1 | 1 | SB | 15 | FB | XH | L | Shop Fab SSSB: 1.5" Sch XH | 611-SB-15FB-XH-L | LF | NO | NO | n/a | 2020 | DIRECT LABOR | Active | Shop Fab Stainless Steel (304, 309, 310, 316 L & H Grade Piping) | Shop Fab Stainless Steel (304, 309, 310, 316 L & H Grade Piping) Small Bore |  |  |  |  | 5000 | Pipe Fabrication | 611SB15FBXHL | Direct field labor for Shop Fab SSSB: 1.5" Sch XH.
61 | 1 | 1 | SB | 15 | FB | XX | L | Shop Fab SSSB: 1.5" Sch XXH | 611-SB-15FB-XX-L | LF | NO | NO | n/a | 2020 | DIRECT LABOR | Active | Shop Fab Stainless Steel (304, 309, 310, 316 L & H Grade Piping) | Shop Fab Stainless Steel (304, 309, 310, 316 L & H Grade Piping) Small Bore |  |  |  |  | 5000 | Pipe Fabrication | 611SB15FBXXL | Direct field labor for Shop Fab SSSB: 1.5" Sch XXH.
61 | 1 | 1 | SB | 20 | 00 | ST | L | Shop Fab Stainless Steel (304, 309, 310, 316 L & H Grade Piping) Small Bore 2" | 611-SB-2000-ST-L | LF | NO | NO | n/a | 2020 | DIRECT LABOR | Active | Shop Fab Stainless Steel (304, 309, 310, 316 L & H Grade Piping) | Shop Fab Stainless Steel (304, 309, 310, 316 L & H Grade Piping) Small Bore |  |  |  |  | 5000 | Pipe Fabrication | 611SB2000STL | Summary of Shop Fab Stainless Steel (304, 309, 310, 316 L & H Grade Piping) Small Bore 2" labor costs.
61 | 1 | 1 | SB | 20 | FB | 00 | L | Shop Fab Stainless Steel (304, 309, 310, 316 L & H Grade Piping) Small Bore 2" - Shop Fabricate | 611-SB-20FB-00-L | LF | NO | NO | n/a | 2020 | DIRECT LABOR | Active | Shop Fab Stainless Steel (304, 309, 310, 316 L & H Grade Piping) | Shop Fab Stainless Steel (304, 309, 310, 316 L & H Grade Piping) Small Bore |  |  |  |  | 5000 | Pipe Fabrication | 611SB20FB00L | Summary of Shop Fab Stainless Steel (304, 309, 310, 316 L & H Grade Piping) Small Bore 2" - Shop Fabricate labor costs.
61 | 1 | 1 | SB | 20 | FB | ST | L | Shop Fab SSSB: 2" Sch Standard or less | 611-SB-20FB-ST-L | LF | NO | NO | n/a | 2020 | DIRECT LABOR | Active | Shop Fab Stainless Steel (304, 309, 310, 316 L & H Grade Piping) | Shop Fab Stainless Steel (304, 309, 310, 316 L & H Grade Piping) Small Bore |  |  |  |  | 5000 | Pipe Fabrication | 611SB20FBSTL | Direct field labor for Shop Fab SSSB: 2" Sch Standard or less.
61 | 1 | 1 | SB | 20 | FB | XH | L | Shop Fab SSSB: 2" Sch XH | 611-SB-20FB-XH-L | LF | NO | NO | n/a | 2020 | DIRECT LABOR | Active | Shop Fab Stainless Steel (304, 309, 310, 316 L & H Grade Piping) | Shop Fab Stainless Steel (304, 309, 310, 316 L & H Grade Piping) Small Bore |  |  |  |  | 5000 | Pipe Fabrication | 611SB20FBXHL | Direct field labor for Shop Fab SSSB: 2" Sch XH.
61 | 1 | 1 | SB | 20 | FB | XX | L | Shop Fab SSSB: 2" Sch XXH | 611-SB-20FB-XX-L | LF | NO | NO | n/a | 2020 | DIRECT LABOR | Active | Shop Fab Stainless Steel (304, 309, 310, 316 L & H Grade Piping) | Shop Fab Stainless Steel (304, 309, 310, 316 L & H Grade Piping) Small Bore |  |  |  |  | 5000 | Pipe Fabrication | 611SB20FBXXL | Direct field labor for Shop Fab SSSB: 2" Sch XXH.
61 | 1 | 1 | SB | 25 | 00 | ST | L | Shop Fab Stainless Steel (304, 309, 310, 316 L & H Grade Piping) Small Bore 2.5" | 611-SB-2500-ST-L | LF | NO | NO | n/a | 2020 | DIRECT LABOR | Active | Shop Fab Stainless Steel (304, 309, 310, 316 L & H Grade Piping) | Shop Fab Stainless Steel (304, 309, 310, 316 L & H Grade Piping) Small Bore |  |  |  |  | 5000 | Pipe Fabrication | 611SB2500STL | Summary of Shop Fab Stainless Steel (304, 309, 310, 316 L & H Grade Piping) Small Bore 2.5" labor costs.
61 | 1 | 1 | SB | 25 | FB | 00 | L | Shop Fab Stainless Steel (304, 309, 310, 316 L & H Grade Piping) Small Bore 2.5" - Shop Fabricate | 611-SB-25FB-00-L | LF | NO | NO | n/a | 2020 | DIRECT LABOR | Active | Shop Fab Stainless Steel (304, 309, 310, 316 L & H Grade Piping) | Shop Fab Stainless Steel (304, 309, 310, 316 L & H Grade Piping) Small Bore |  |  |  |  | 5000 | Pipe Fabrication | 611SB25FB00L | Summary of Shop Fab Stainless Steel (304, 309, 310, 316 L & H Grade Piping) Small Bore 2.5" - Shop Fabricate labor costs.
61 | 1 | 1 | SB | 25 | FB | ST | L | Shop Fab SSSB: 2.5" Sch Standard or less | 611-SB-25FB-ST-L | LF | NO | NO | n/a | 2020 | DIRECT LABOR | Active | Shop Fab Stainless Steel (304, 309, 310, 316 L & H Grade Piping) | Shop Fab Stainless Steel (304, 309, 310, 316 L & H Grade Piping) Small Bore |  |  |  |  | 5000 | Pipe Fabrication | 611SB25FBSTL | Direct field labor for Shop Fab SSSB: 2.5" Sch Standard or less.
61 | 1 | 1 | SB | 25 | FB | XH | L | Shop Fab SSSB: 2.5" Sch XH | 611-SB-25FB-XH-L | LF | NO | NO | n/a | 2020 | DIRECT LABOR | Active | Shop Fab Stainless Steel (304, 309, 310, 316 L & H Grade Piping) | Shop Fab Stainless Steel (304, 309, 310, 316 L & H Grade Piping) Small Bore |  |  |  |  | 5000 | Pipe Fabrication | 611SB25FBXHL | Direct field labor for Shop Fab SSSB: 2.5" Sch XH.
61 | 1 | 1 | SB | 25 | FB | XX | L | Shop Fab SSSB: 2.5" Sch XXH | 611-SB-25FB-XX-L | LF | NO | NO | n/a | 2020 | DIRECT LABOR | Active | Shop Fab Stainless Steel (304, 309, 310, 316 L & H Grade Piping) | Shop Fab Stainless Steel (304, 309, 310, 316 L & H Grade Piping) Small Bore |  |  |  |  | 5000 | Pipe Fabrication | 611SB25FBXXL | Direct field labor for Shop Fab SSSB: 2.5" Sch XXH.
61 | 1 | 1 | XB | 00 | 00 | XB | L | Shop Fab Stainless Steel (304, 309, 310, 316 L & H Grade Piping) X-tra Large Bore | 611-XB-0000-XB-L | LF | NO | NO | n/a | 2020 | DIRECT LABOR | Active | Shop Fab Stainless Steel (304, 309, 310, 316 L & H Grade Piping) | Shop Fab Stainless Steel (304, 309, 310, 316 L & H Grade Piping) X-tra Large Bore |  |  |  |  | 5000 | Pipe Fabrication | 611XB0000XBL | Summary of Shop Fab Stainless Steel (304, 309, 310, 316 L & H Grade Piping) X-tra Large Bore labor costs.
61 | 1 | 1 | XB | 30 | 00 | ST | L | Shop Fab Stainless Steel (304, 309, 310, 316 L & H Grade Piping) X-tra Large Bore 30" | 611-XB-3000-ST-L | LF | NO | NO | n/a | 2020 | DIRECT LABOR | Active | Shop Fab Stainless Steel (304, 309, 310, 316 L & H Grade Piping) | Shop Fab Stainless Steel (304, 309, 310, 316 L & H Grade Piping) X-tra Large Bore |  |  |  |  | 5000 | Pipe Fabrication | 611XB3000STL | Summary of Shop Fab Stainless Steel (304, 309, 310, 316 L & H Grade Piping) X-tra Large Bore 30" labor costs.
61 | 1 | 1 | XB | 30 | FB | 00 | L | Shop Fab Stainless Steel (304, 309, 310, 316 L & H Grade Piping) X-tra Large Bore 30" - Shop Fabricate | 611-XB-30FB-00-L | LF | NO | NO | n/a | 2020 | DIRECT LABOR | Active | Shop Fab Stainless Steel (304, 309, 310, 316 L & H Grade Piping) | Shop Fab Stainless Steel (304, 309, 310, 316 L & H Grade Piping) X-tra Large Bore |  |  |  |  | 5000 | Pipe Fabrication | 611XB30FB00L | Summary of Shop Fab Stainless Steel (304, 309, 310, 316 L & H Grade Piping) X-tra Large Bore 30" - Shop Fabricate labor costs.
61 | 1 | 1 | XB | 30 | FB | ST | L | Shop Fab SSXB: 30" Sch Standard or less | 611-XB-30FB-ST-L | LF | NO | NO | n/a | 2020 | DIRECT LABOR | Active | Shop Fab Stainless Steel (304, 309, 310, 316 L & H Grade Piping) | Shop Fab Stainless Steel (304, 309, 310, 316 L & H Grade Piping) X-tra Large Bore |  |  |  |  | 5000 | Pipe Fabrication | 611XB30FBSTL | Direct field labor for Shop Fab SSXB: 30" Sch Standard or less.
61 | 1 | 1 | XB | 30 | FB | XH | L | Shop Fab SSXB: 30" Sch XH | 611-XB-30FB-XH-L | LF | NO | NO | n/a | 2020 | DIRECT LABOR | Active | Shop Fab Stainless Steel (304, 309, 310, 316 L & H Grade Piping) | Shop Fab Stainless Steel (304, 309, 310, 316 L & H Grade Piping) X-tra Large Bore |  |  |  |  | 5000 | Pipe Fabrication | 611XB30FBXHL | Direct field labor for Shop Fab SSXB: 30" Sch XH.
61 | 1 | 1 | XB | 30 | FB | XX | L | Shop Fab SSXB: 30" Sch XXH | 611-XB-30FB-XX-L | LF | NO | NO | n/a | 2020 | DIRECT LABOR | Active | Shop Fab Stainless Steel (304, 309, 310, 316 L & H Grade Piping) | Shop Fab Stainless Steel (304, 309, 310, 316 L & H Grade Piping) X-tra Large Bore |  |  |  |  | 5000 | Pipe Fabrication | 611XB30FBXXL | Direct field labor for Shop Fab SSXB: 30" Sch XXH.
61 | 1 | 1 | XB | 36 | 00 | ST | L | Shop Fab Stainless Steel (304, 309, 310, 316 L & H Grade Piping) X-tra Large Bore 36" | 611-XB-3600-ST-L | LF | NO | NO | n/a | 2020 | DIRECT LABOR | Active | Shop Fab Stainless Steel (304, 309, 310, 316 L & H Grade Piping) | Shop Fab Stainless Steel (304, 309, 310, 316 L & H Grade Piping) X-tra Large Bore |  |  |  |  | 5000 | Pipe Fabrication | 611XB3600STL | Summary of Shop Fab Stainless Steel (304, 309, 310, 316 L & H Grade Piping) X-tra Large Bore 36" labor costs.
61 | 1 | 1 | XB | 36 | FB | 00 | L | Shop Fab Stainless Steel (304, 309, 310, 316 L & H Grade Piping) X-tra Large Bore 36" - Shop Fabricate | 611-XB-36FB-00-L | LF | NO | NO | n/a | 2020 | DIRECT LABOR | Active | Shop Fab Stainless Steel (304, 309, 310, 316 L & H Grade Piping) | Shop Fab Stainless Steel (304, 309, 310, 316 L & H Grade Piping) X-tra Large Bore |  |  |  |  | 5000 | Pipe Fabrication | 611XB36FB00L | Summary of Shop Fab Stainless Steel (304, 309, 310, 316 L & H Grade Piping) X-tra Large Bore 36" - Shop Fabricate labor costs.
61 | 1 | 1 | XB | 36 | FB | ST | L | Shop Fab SSXB: 36" Sch Standard or less | 611-XB-36FB-ST-L | LF | NO | NO | n/a | 2020 | DIRECT LABOR | Active | Shop Fab Stainless Steel (304, 309, 310, 316 L & H Grade Piping) | Shop Fab Stainless Steel (304, 309, 310, 316 L & H Grade Piping) X-tra Large Bore |  |  |  |  | 5000 | Pipe Fabrication | 611XB36FBSTL | Direct field labor for Shop Fab SSXB: 36" Sch Standard or less.
61 | 1 | 1 | XB | 36 | FB | XH | L | Shop Fab SSXB: 36" Sch XH | 611-XB-36FB-XH-L | LF | NO | NO | n/a | 2020 | DIRECT LABOR | Active | Shop Fab Stainless Steel (304, 309, 310, 316 L & H Grade Piping) | Shop Fab Stainless Steel (304, 309, 310, 316 L & H Grade Piping) X-tra Large Bore |  |  |  |  | 5000 | Pipe Fabrication | 611XB36FBXHL | Direct field labor for Shop Fab SSXB: 36" Sch XH.
61 | 1 | 1 | XB | 36 | FB | XX | L | Shop Fab SSXB: 36" Sch XXH | 611-XB-36FB-XX-L | LF | NO | NO | n/a | 2020 | DIRECT LABOR | Active | Shop Fab Stainless Steel (304, 309, 310, 316 L & H Grade Piping) | Shop Fab Stainless Steel (304, 309, 310, 316 L & H Grade Piping) X-tra Large Bore |  |  |  |  | 5000 | Pipe Fabrication | 611XB36FBXXL | Direct field labor for Shop Fab SSXB: 36" Sch XXH.
61 | 1 | 1 | XB | 42 | 00 | ST | L | Shop Fab Stainless Steel (304, 309, 310, 316 L & H Grade Piping) X-tra Large Bore 42" | 611-XB-4200-ST-L | LF | NO | NO | n/a | 2020 | DIRECT LABOR | Active | Shop Fab Stainless Steel (304, 309, 310, 316 L & H Grade Piping) | Shop Fab Stainless Steel (304, 309, 310, 316 L & H Grade Piping) X-tra Large Bore |  |  |  |  | 5000 | Pipe Fabrication | 611XB4200STL | Summary of Shop Fab Stainless Steel (304, 309, 310, 316 L & H Grade Piping) X-tra Large Bore 42" labor costs.
61 | 1 | 1 | XB | 42 | FB | 00 | L | Shop Fab Stainless Steel (304, 309, 310, 316 L & H Grade Piping) X-tra Large Bore 42" - Shop Fabricate | 611-XB-42FB-00-L | LF | NO | NO | n/a | 2020 | DIRECT LABOR | Active | Shop Fab Stainless Steel (304, 309, 310, 316 L & H Grade Piping) | Shop Fab Stainless Steel (304, 309, 310, 316 L & H Grade Piping) X-tra Large Bore |  |  |  |  | 5000 | Pipe Fabrication | 611XB42FB00L | Summary of Shop Fab Stainless Steel (304, 309, 310, 316 L & H Grade Piping) X-tra Large Bore 42" - Shop Fabricate labor costs.
61 | 1 | 1 | XB | 42 | FB | ST | L | Shop Fab SSXB: 42" Sch Standard or less | 611-XB-42FB-ST-L | LF | NO | NO | n/a | 2020 | DIRECT LABOR | Active | Shop Fab Stainless Steel (304, 309, 310, 316 L & H Grade Piping) | Shop Fab Stainless Steel (304, 309, 310, 316 L & H Grade Piping) X-tra Large Bore |  |  |  |  | 5000 | Pipe Fabrication | 611XB42FBSTL | Direct field labor for Shop Fab SSXB: 42" Sch Standard or less.
61 | 1 | 1 | XB | 42 | FB | XH | L | Shop Fab SSXB: 42" Sch XH | 611-XB-42FB-XH-L | LF | NO | NO | n/a | 2020 | DIRECT LABOR | Active | Shop Fab Stainless Steel (304, 309, 310, 316 L & H Grade Piping) | Shop Fab Stainless Steel (304, 309, 310, 316 L & H Grade Piping) X-tra Large Bore |  |  |  |  | 5000 | Pipe Fabrication | 611XB42FBXHL | Direct field labor for Shop Fab SSXB: 42" Sch XH.
61 | 2 | 1 | XB | 42 | FB | XX | L | Shop Fab SSXB: 42" Sch XXH | 611-XB-42FB-XX-L | LF | NO | NO | n/a | 2020 | DIRECT LABOR | Active | Shop Fab Stainless Steel (304, 309, 310, 316 L & H Grade Piping) | Shop Fab Stainless Steel (304, 309, 310, 316 L & H Grade Piping) X-tra Large Bore |  |  |  |  | 5000 | Pipe Fabrication | 611XB42FBXXL | Direct field labor for Shop Fab SSXB: 42" Sch XXH.
61 | 2 | 1 | XB | 48 | 00 | ST | L | Shop Fab Stainless Steel (304, 309, 310, 316 L & H Grade Piping) X-tra Large Bore 48" | 611-XB-4800-ST-L | LF | NO | NO | n/a | 2020 | DIRECT LABOR | Active | Shop Fab Stainless Steel (304, 309, 310, 316 L & H Grade Piping) | Shop Fab Stainless Steel (304, 309, 310, 316 L & H Grade Piping) X-tra Large Bore |  |  |  |  | 5000 | Pipe Fabrication | 611XB4800STL | Summary of Shop Fab Stainless Steel (304, 309, 310, 316 L & H Grade Piping) X-tra Large Bore 48" labor costs.
61 | 2 | 1 | XB | 48 | FB | 00 | L | Shop Fab Stainless Steel (304, 309, 310, 316 L & H Grade Piping) X-tra Large Bore 48" - Shop Fabricate | 611-XB-48FB-00-L | LF | NO | NO | n/a | 2020 | DIRECT LABOR | Active | Shop Fab Stainless Steel (304, 309, 310, 316 L & H Grade Piping) | Shop Fab Stainless Steel (304, 309, 310, 316 L & H Grade Piping) X-tra Large Bore |  |  |  |  | 5000 | Pipe Fabrication | 611XB48FB00L | Summary of Shop Fab Stainless Steel (304, 309, 310, 316 L & H Grade Piping) X-tra Large Bore 48" - Shop Fabricate labor costs.
61 | 2 | 1 | XB | 48 | FB | ST | L | Shop Fab SSXB: 48" Sch Standard or less | 611-XB-48FB-ST-L | LF | NO | NO | n/a | 2020 | DIRECT LABOR | Active | Shop Fab Stainless Steel (304, 309, 310, 316 L & H Grade Piping) | Shop Fab Stainless Steel (304, 309, 310, 316 L & H Grade Piping) X-tra Large Bore |  |  |  |  | 5000 | Pipe Fabrication | 611XB48FBSTL | Direct field labor for Shop Fab SSXB: 48" Sch Standard or less.
61 | 2 | 1 | XB | 48 | FB | XH | L | Shop Fab SSXB: 48" Sch XH | 611-XB-48FB-XH-L | LF | NO | NO | n/a | 2020 | DIRECT LABOR | Active | Shop Fab Stainless Steel (304, 309, 310, 316 L & H Grade Piping) | Shop Fab Stainless Steel (304, 309, 310, 316 L & H Grade Piping) X-tra Large Bore |  |  |  |  | 5000 | Pipe Fabrication | 611XB48FBXHL | Direct field labor for Shop Fab SSXB: 48" Sch XH.
61 | 2 | 1 | XB | 48 | FB | XX | L | Shop Fab SSXB: 48" Sch XXH | 611-XB-48FB-XX-L | LF | NO | NO | n/a | 2020 | DIRECT LABOR | Active | Shop Fab Stainless Steel (304, 309, 310, 316 L & H Grade Piping) | Shop Fab Stainless Steel (304, 309, 310, 316 L & H Grade Piping) X-tra Large Bore |  |  |  |  | 5000 | Pipe Fabrication | 611XB48FBXXL | Direct field labor for Shop Fab SSXB: 48" Sch XXH.
61 | 2 | 1 | XB | 54 | 00 | ST | L | Shop Fab Stainless Steel (304, 309, 310, 316 L & H Grade Piping) X-tra Large Bore 54" | 611-XB-5400-ST-L | LF | NO | NO | n/a | 2020 | DIRECT LABOR | Active | Shop Fab Stainless Steel (304, 309, 310, 316 L & H Grade Piping) | Shop Fab Stainless Steel (304, 309, 310, 316 L & H Grade Piping) X-tra Large Bore |  |  |  |  | 5000 | Pipe Fabrication | 611XB5400STL | Summary of Shop Fab Stainless Steel (304, 309, 310, 316 L & H Grade Piping) X-tra Large Bore 54" labor costs.
61 | 2 | 1 | XB | 54 | FB | 00 | L | Shop Fab Stainless Steel (304, 309, 310, 316 L & H Grade Piping) X-tra Large Bore 54" - Shop Fabricate | 611-XB-54FB-00-L | LF | NO | NO | n/a | 2020 | DIRECT LABOR | Active | Shop Fab Stainless Steel (304, 309, 310, 316 L & H Grade Piping) | Shop Fab Stainless Steel (304, 309, 310, 316 L & H Grade Piping) X-tra Large Bore |  |  |  |  | 5000 | Pipe Fabrication | 611XB54FB00L | Summary of Shop Fab Stainless Steel (304, 309, 310, 316 L & H Grade Piping) X-tra Large Bore 54" - Shop Fabricate labor costs.
61 | 2 | 1 | XB | 54 | FB | ST | L | Shop Fab SSXB: 54" Sch Standard or less | 611-XB-54FB-ST-L | LF | NO | NO | n/a | 2020 | DIRECT LABOR | Active | Shop Fab Stainless Steel (304, 309, 310, 316 L & H Grade Piping) | Shop Fab Stainless Steel (304, 309, 310, 316 L & H Grade Piping) X-tra Large Bore |  |  |  |  | 5000 | Pipe Fabrication | 611XB54FBSTL | Direct field labor for Shop Fab SSXB: 54" Sch Standard or less.
61 | 2 | 1 | XB | 54 | FB | XH | L | Shop Fab SSXB: 54" Sch XH | 611-XB-54FB-XH-L | LF | NO | NO | n/a | 2020 | DIRECT LABOR | Active | Shop Fab Stainless Steel (304, 309, 310, 316 L & H Grade Piping) | Shop Fab Stainless Steel (304, 309, 310, 316 L & H Grade Piping) X-tra Large Bore |  |  |  |  | 5000 | Pipe Fabrication | 611XB54FBXHL | Direct field labor for Shop Fab SSXB: 54" Sch XH.
61 | 2 | 1 | XB | 54 | FB | XX | L | Shop Fab SSXB: 54" Sch XXH | 611-XB-54FB-XX-L | LF | NO | NO | n/a | 2020 | DIRECT LABOR | Active | Shop Fab Stainless Steel (304, 309, 310, 316 L & H Grade Piping) | Shop Fab Stainless Steel (304, 309, 310, 316 L & H Grade Piping) X-tra Large Bore |  |  |  |  | 5000 | Pipe Fabrication | 611XB54FBXXL | Direct field labor for Shop Fab SSXB: 54" Sch XXH.
61 | 2 | 1 | XB | 60 | 00 | ST | L | Shop Fab Stainless Steel (304, 309, 310, 316 L & H Grade Piping) X-tra Large Bore 60" | 611-XB-6000-ST-L | LF | NO | NO | n/a | 2020 | DIRECT LABOR | Active | Shop Fab Stainless Steel (304, 309, 310, 316 L & H Grade Piping) | Shop Fab Stainless Steel (304, 309, 310, 316 L & H Grade Piping) X-tra Large Bore |  |  |  |  | 5000 | Pipe Fabrication | 611XB6000STL | Summary of Shop Fab Stainless Steel (304, 309, 310, 316 L & H Grade Piping) X-tra Large Bore 60" labor costs.
61 | 2 | 1 | XB | 60 | FB | 00 | L | Shop Fab Stainless Steel (304, 309, 310, 316 L & H Grade Piping) X-tra Large Bore 60" - Shop Fabricate | 611-XB-60FB-00-L | LF | NO | NO | n/a | 2020 | DIRECT LABOR | Active | Shop Fab Stainless Steel (304, 309, 310, 316 L & H Grade Piping) | Shop Fab Stainless Steel (304, 309, 310, 316 L & H Grade Piping) X-tra Large Bore |  |  |  |  | 5000 | Pipe Fabrication | 611XB60FB00L | Summary of Shop Fab Stainless Steel (304, 309, 310, 316 L & H Grade Piping) X-tra Large Bore 60" - Shop Fabricate labor costs.
61 | 2 | 1 | XB | 60 | FB | ST | L | Shop Fab SSXB: 60" Sch Standard or less | 611-XB-60FB-ST-L | LF | NO | NO | n/a | 2020 | DIRECT LABOR | Active | Shop Fab Stainless Steel (304, 309, 310, 316 L & H Grade Piping) | Shop Fab Stainless Steel (304, 309, 310, 316 L & H Grade Piping) X-tra Large Bore |  |  |  |  | 5000 | Pipe Fabrication | 611XB60FBSTL | Direct field labor for Shop Fab SSXB: 60" Sch Standard or less.
61 | 2 | 1 | XB | 60 | FB | XH | L | Shop Fab SSXB: 60" Sch XH | 611-XB-60FB-XH-L | LF | NO | NO | n/a | 2020 | DIRECT LABOR | Active | Shop Fab Stainless Steel (304, 309, 310, 316 L & H Grade Piping) | Shop Fab Stainless Steel (304, 309, 310, 316 L & H Grade Piping) X-tra Large Bore |  |  |  |  | 5000 | Pipe Fabrication | 611XB60FBXHL | Direct field labor for Shop Fab SSXB: 60" Sch XH.
61 | 2 | 1 | XB | 60 | FB | XX | L | Shop Fab SSXB: 60" Sch XXH | 611-XB-60FB-XX-L | LF | NO | NO | n/a | 2020 | DIRECT LABOR | Active | Shop Fab Stainless Steel (304, 309, 310, 316 L & H Grade Piping) | Shop Fab Stainless Steel (304, 309, 310, 316 L & H Grade Piping) X-tra Large Bore |  |  |  |  | 5000 | Pipe Fabrication | 611XB60FBXXL | Direct field labor for Shop Fab SSXB: 60" Sch XXH.
61 | 2 | 2 | 00 | 00 | 00 | 00 | 0 | Shop Fab Chrome Piping .5% - 2% | 612-00-0000-00-0 | LF | YES | YES | n/a | 2020 | DIRECT LABOR | Active | Shop Fab Chrome Piping .5% - 2% | Summary |  |  |  |  | 5000 | Pipe Fabrication | 612000000000 | Top-level summary of all Shop Fab Chrome Piping .5% - 2% costs.
61 | 2 | 2 | LB | 00 | 00 | LB | L | Shop Fab Chrome Piping .5% - 2% Large Bore | 612-LB-0000-LB-L | LF | NO | NO | n/a | 2020 | DIRECT LABOR | Active | Shop Fab Chrome Piping .5% - 2% | Shop Fab Chrome Piping .5% - 2% Large Bore |  |  |  |  | 5000 | Pipe Fabrication | 612LB0000LBL | Summary of Shop Fab Chrome Piping .5% - 2% Large Bore labor costs.
61 | 2 | 2 | LB | 12 | 00 | ST | L | Shop Fab Chrome Piping .5% - 2% Large Bore 12" | 612-LB-1200-ST-L | LF | NO | NO | n/a | 2020 | DIRECT LABOR | Active | Shop Fab Chrome Piping .5% - 2% | Shop Fab Chrome Piping .5% - 2% Large Bore |  |  |  |  | 5000 | Pipe Fabrication | 612LB1200STL | Summary of Shop Fab Chrome Piping .5% - 2% Large Bore 12" labor costs.
61 | 2 | 2 | LB | 12 | FB | 00 | L | Shop Fab Chrome Piping .5% - 2% Large Bore 12" - Shop Fabricate | 612-LB-12FB-00-L | LF | NO | NO | n/a | 2020 | DIRECT LABOR | Active | Shop Fab Chrome Piping .5% - 2% | Shop Fab Chrome Piping .5% - 2% Large Bore |  |  |  |  | 5000 | Pipe Fabrication | 612LB12FB00L | Summary of Shop Fab Chrome Piping .5% - 2% Large Bore 12" - Shop Fabricate labor costs.
61 | 2 | 2 | LB | 12 | FB | ST | L | Shop Fab CMLB: 12" Sch Standard or less | 612-LB-12FB-ST-L | LF | NO | NO | n/a | 2020 | DIRECT LABOR | Active | Shop Fab Chrome Piping .5% - 2% | Shop Fab Chrome Piping .5% - 2% Large Bore |  |  |  |  | 5000 | Pipe Fabrication | 612LB12FBSTL | Direct field labor for Shop Fab CMLB: 12" Sch Standard or less.
61 | 2 | 2 | LB | 12 | FB | XH | L | Shop Fab CMLB: 12" Sch XH | 612-LB-12FB-XH-L | LF | NO | NO | n/a | 2020 | DIRECT LABOR | Active | Shop Fab Chrome Piping .5% - 2% | Shop Fab Chrome Piping .5% - 2% Large Bore |  |  |  |  | 5000 | Pipe Fabrication | 612LB12FBXHL | Direct field labor for Shop Fab CMLB: 12" Sch XH.
61 | 2 | 2 | LB | 12 | FB | XX | L | Shop Fab CMLB: 12" Sch XXH | 612-LB-12FB-XX-L | LF | NO | NO | n/a | 2020 | DIRECT LABOR | Active | Shop Fab Chrome Piping .5% - 2% | Shop Fab Chrome Piping .5% - 2% Large Bore |  |  |  |  | 5000 | Pipe Fabrication | 612LB12FBXXL | Direct field labor for Shop Fab CMLB: 12" Sch XXH.
61 | 2 | 2 | LB | 14 | 00 | ST | L | Shop Fab Chrome Piping .5% - 2% Large Bore 14" | 612-LB-1400-ST-L | LF | NO | NO | n/a | 2020 | DIRECT LABOR | Active | Shop Fab Chrome Piping .5% - 2% | Shop Fab Chrome Piping .5% - 2% Large Bore |  |  |  |  | 5000 | Pipe Fabrication | 612LB1400STL | Summary of Shop Fab Chrome Piping .5% - 2% Large Bore 14" labor costs.
61 | 2 | 2 | LB | 14 | FB | 00 | L | Shop Fab Chrome Piping .5% - 2% Large Bore 14" - Shop Fabricate | 612-LB-14FB-00-L | LF | NO | NO | n/a | 2020 | DIRECT LABOR | Active | Shop Fab Chrome Piping .5% - 2% | Shop Fab Chrome Piping .5% - 2% Large Bore |  |  |  |  | 5000 | Pipe Fabrication | 612LB14FB00L | Summary of Shop Fab Chrome Piping .5% - 2% Large Bore 14" - Shop Fabricate labor costs.
61 | 2 | 2 | LB | 14 | FB | ST | L | Shop Fab CMLB: 14" Sch Standard or less | 612-LB-14FB-ST-L | LF | NO | NO | n/a | 2020 | DIRECT LABOR | Active | Shop Fab Chrome Piping .5% - 2% | Shop Fab Chrome Piping .5% - 2% Large Bore |  |  |  |  | 5000 | Pipe Fabrication | 612LB14FBSTL | Direct field labor for Shop Fab CMLB: 14" Sch Standard or less.
61 | 2 | 2 | LB | 14 | FB | XH | L | Shop Fab CMLB: 14" Sch XH | 612-LB-14FB-XH-L | LF | NO | NO | n/a | 2020 | DIRECT LABOR | Active | Shop Fab Chrome Piping .5% - 2% | Shop Fab Chrome Piping .5% - 2% Large Bore |  |  |  |  | 5000 | Pipe Fabrication | 612LB14FBXHL | Direct field labor for Shop Fab CMLB: 14" Sch XH.
61 | 2 | 2 | LB | 14 | FB | XX | L | Shop Fab CMLB: 14" Sch XXH | 612-LB-14FB-XX-L | LF | NO | NO | n/a | 2020 | DIRECT LABOR | Active | Shop Fab Chrome Piping .5% - 2% | Shop Fab Chrome Piping .5% - 2% Large Bore |  |  |  |  | 5000 | Pipe Fabrication | 612LB14FBXXL | Direct field labor for Shop Fab CMLB: 14" Sch XXH.
61 | 2 | 2 | LB | 16 | 00 | ST | L | Shop Fab Chrome Piping .5% - 2% Large Bore 16" | 612-LB-1600-ST-L | LF | NO | NO | n/a | 2020 | DIRECT LABOR | Active | Shop Fab Chrome Piping .5% - 2% | Shop Fab Chrome Piping .5% - 2% Large Bore |  |  |  |  | 5000 | Pipe Fabrication | 612LB1600STL | Summary of Shop Fab Chrome Piping .5% - 2% Large Bore 16" labor costs.
61 | 2 | 2 | LB | 16 | FB | 00 | L | Shop Fab Chrome Piping .5% - 2% Large Bore 16" - Shop Fabricate | 612-LB-16FB-00-L | LF | NO | NO | n/a | 2020 | DIRECT LABOR | Active | Shop Fab Chrome Piping .5% - 2% | Shop Fab Chrome Piping .5% - 2% Large Bore |  |  |  |  | 5000 | Pipe Fabrication | 612LB16FB00L | Summary of Shop Fab Chrome Piping .5% - 2% Large Bore 16" - Shop Fabricate labor costs.
61 | 2 | 2 | LB | 16 | FB | ST | L | Shop Fab CMLB: 16" Sch Standard or less | 612-LB-16FB-ST-L | LF | NO | NO | n/a | 2020 | DIRECT LABOR | Active | Shop Fab Chrome Piping .5% - 2% | Shop Fab Chrome Piping .5% - 2% Large Bore |  |  |  |  | 5000 | Pipe Fabrication | 612LB16FBSTL | Direct field labor for Shop Fab CMLB: 16" Sch Standard or less.
61 | 2 | 2 | LB | 16 | FB | XH | L | Shop Fab CMLB: 16" Sch XH | 612-LB-16FB-XH-L | LF | NO | NO | n/a | 2020 | DIRECT LABOR | Active | Shop Fab Chrome Piping .5% - 2% | Shop Fab Chrome Piping .5% - 2% Large Bore |  |  |  |  | 5000 | Pipe Fabrication | 612LB16FBXHL | Direct field labor for Shop Fab CMLB: 16" Sch XH.
61 | 2 | 2 | LB | 16 | FB | XX | L | Shop Fab CMLB: 16" Sch XXH | 612-LB-16FB-XX-L | LF | NO | NO | n/a | 2020 | DIRECT LABOR | Active | Shop Fab Chrome Piping .5% - 2% | Shop Fab Chrome Piping .5% - 2% Large Bore |  |  |  |  | 5000 | Pipe Fabrication | 612LB16FBXXL | Direct field labor for Shop Fab CMLB: 16" Sch XXH.
61 | 2 | 2 | LB | 18 | 00 | ST | L | Shop Fab Chrome Piping .5% - 2% Large Bore 18" | 612-LB-1800-ST-L | LF | NO | NO | n/a | 2020 | DIRECT LABOR | Active | Shop Fab Chrome Piping .5% - 2% | Shop Fab Chrome Piping .5% - 2% Large Bore |  |  |  |  | 5000 | Pipe Fabrication | 612LB1800STL | Summary of Shop Fab Chrome Piping .5% - 2% Large Bore 18" labor costs.
61 | 2 | 2 | LB | 18 | FB | 00 | L | Shop Fab Chrome Piping .5% - 2% Large Bore 18" - Shop Fabricate | 612-LB-18FB-00-L | LF | NO | NO | n/a | 2020 | DIRECT LABOR | Active | Shop Fab Chrome Piping .5% - 2% | Shop Fab Chrome Piping .5% - 2% Large Bore |  |  |  |  | 5000 | Pipe Fabrication | 612LB18FB00L | Summary of Shop Fab Chrome Piping .5% - 2% Large Bore 18" - Shop Fabricate labor costs.
61 | 2 | 2 | LB | 18 | FB | ST | L | Shop Fab CMLB: 18" Sch Standard or less | 612-LB-18FB-ST-L | LF | NO | NO | n/a | 2020 | DIRECT LABOR | Active | Shop Fab Chrome Piping .5% - 2% | Shop Fab Chrome Piping .5% - 2% Large Bore |  |  |  |  | 5000 | Pipe Fabrication | 612LB18FBSTL | Direct field labor for Shop Fab CMLB: 18" Sch Standard or less.
61 | 2 | 2 | LB | 18 | FB | XH | L | Shop Fab CMLB: 18" Sch XH | 612-LB-18FB-XH-L | LF | NO | NO | n/a | 2020 | DIRECT LABOR | Active | Shop Fab Chrome Piping .5% - 2% | Shop Fab Chrome Piping .5% - 2% Large Bore |  |  |  |  | 5000 | Pipe Fabrication | 612LB18FBXHL | Direct field labor for Shop Fab CMLB: 18" Sch XH.
61 | 2 | 2 | LB | 18 | FB | XX | L | Shop Fab CMLB: 18" Sch XXH | 612-LB-18FB-XX-L | LF | NO | NO | n/a | 2020 | DIRECT LABOR | Active | Shop Fab Chrome Piping .5% - 2% | Shop Fab Chrome Piping .5% - 2% Large Bore |  |  |  |  | 5000 | Pipe Fabrication | 612LB18FBXXL | Direct field labor for Shop Fab CMLB: 18" Sch XXH.
61 | 2 | 2 | LB | 20 | 00 | ST | L | Shop Fab Chrome Piping .5% - 2% Large Bore 20" | 612-LB-2000-ST-L | LF | NO | NO | n/a | 2020 | DIRECT LABOR | Active | Shop Fab Chrome Piping .5% - 2% | Shop Fab Chrome Piping .5% - 2% Large Bore |  |  |  |  | 5000 | Pipe Fabrication | 612LB2000STL | Summary of Shop Fab Chrome Piping .5% - 2% Large Bore 20" labor costs.
61 | 2 | 2 | LB | 20 | FB | 00 | L | Shop Fab Chrome Piping .5% - 2% Large Bore 20" - Shop Fabricate | 612-LB-20FB-00-L | LF | NO | NO | n/a | 2020 | DIRECT LABOR | Active | Shop Fab Chrome Piping .5% - 2% | Shop Fab Chrome Piping .5% - 2% Large Bore |  |  |  |  | 5000 | Pipe Fabrication | 612LB20FB00L | Summary of Shop Fab Chrome Piping .5% - 2% Large Bore 20" - Shop Fabricate labor costs.
61 | 2 | 2 | LB | 20 | FB | ST | L | Shop Fab CMLB: 20" Sch Standard or less | 612-LB-20FB-ST-L | LF | NO | NO | n/a | 2020 | DIRECT LABOR | Active | Shop Fab Chrome Piping .5% - 2% | Shop Fab Chrome Piping .5% - 2% Large Bore |  |  |  |  | 5000 | Pipe Fabrication | 612LB20FBSTL | Direct field labor for Shop Fab CMLB: 20" Sch Standard or less.
61 | 2 | 2 | LB | 20 | FB | XH | L | Shop Fab CMLB: 20" Sch XH | 612-LB-20FB-XH-L | LF | NO | NO | n/a | 2020 | DIRECT LABOR | Active | Shop Fab Chrome Piping .5% - 2% | Shop Fab Chrome Piping .5% - 2% Large Bore |  |  |  |  | 5000 | Pipe Fabrication | 612LB20FBXHL | Direct field labor for Shop Fab CMLB: 20" Sch XH.
61 | 2 | 2 | LB | 20 | FB | XX | L | Shop Fab CMLB: 20" Sch XXH | 612-LB-20FB-XX-L | LF | NO | NO | n/a | 2020 | DIRECT LABOR | Active | Shop Fab Chrome Piping .5% - 2% | Shop Fab Chrome Piping .5% - 2% Large Bore |  |  |  |  | 5000 | Pipe Fabrication | 612LB20FBXXL | Direct field labor for Shop Fab CMLB: 20" Sch XXH.
61 | 2 | 2 | LB | 24 | 00 | ST | L | Shop Fab Chrome Piping .5% - 2% Large Bore 24" | 612-LB-2400-ST-L | LF | NO | NO | n/a | 2020 | DIRECT LABOR | Active | Shop Fab Chrome Piping .5% - 2% | Shop Fab Chrome Piping .5% - 2% Large Bore |  |  |  |  | 5000 | Pipe Fabrication | 612LB2400STL | Summary of Shop Fab Chrome Piping .5% - 2% Large Bore 24" labor costs.
61 | 2 | 2 | LB | 24 | FB | 00 | L | Shop Fab Chrome Piping .5% - 2% Large Bore 24" - Shop Fabricate | 612-LB-24FB-00-L | LF | NO | NO | n/a | 2020 | DIRECT LABOR | Active | Shop Fab Chrome Piping .5% - 2% | Shop Fab Chrome Piping .5% - 2% Large Bore |  |  |  |  | 5000 | Pipe Fabrication | 612LB24FB00L | Summary of Shop Fab Chrome Piping .5% - 2% Large Bore 24" - Shop Fabricate labor costs.
61 | 2 | 2 | LB | 24 | FB | ST | L | Shop Fab CMLB: 24" Sch Standard or less | 612-LB-24FB-ST-L | LF | NO | NO | n/a | 2020 | DIRECT LABOR | Active | Shop Fab Chrome Piping .5% - 2% | Shop Fab Chrome Piping .5% - 2% Large Bore |  |  |  |  | 5000 | Pipe Fabrication | 612LB24FBSTL | Direct field labor for Shop Fab CMLB: 24" Sch Standard or less.
61 | 2 | 2 | LB | 24 | FB | XH | L | Shop Fab CMLB: 24" Sch XH | 612-LB-24FB-XH-L | LF | NO | NO | n/a | 2020 | DIRECT LABOR | Active | Shop Fab Chrome Piping .5% - 2% | Shop Fab Chrome Piping .5% - 2% Large Bore |  |  |  |  | 5000 | Pipe Fabrication | 612LB24FBXHL | Direct field labor for Shop Fab CMLB: 24" Sch XH.
61 | 2 | 2 | LB | 24 | FB | XX | L | Shop Fab CMLB: 24" Sch XXH | 612-LB-24FB-XX-L | LF | NO | NO | n/a | 2020 | DIRECT LABOR | Active | Shop Fab Chrome Piping .5% - 2% | Shop Fab Chrome Piping .5% - 2% Large Bore |  |  |  |  | 5000 | Pipe Fabrication | 612LB24FBXXL | Direct field labor for Shop Fab CMLB: 24" Sch XXH.
61 | 2 | 2 | MB | 00 | 00 | MB | L | Shop Fab Chrome Piping .5% - 2% Medium Bore | 612-MB-0000-MB-L | LF | NO | NO | n/a | 2020 | DIRECT LABOR | Active | Shop Fab Chrome Piping .5% - 2% | Shop Fab Chrome Piping .5% - 2% Medium Bore |  |  |  |  | 5000 | Pipe Fabrication | 612MB0000MBL | Summary of Shop Fab Chrome Piping .5% - 2% Medium Bore labor costs.
61 | 2 | 2 | MB | 03 | 00 | ST | L | Shop Fab Chrome Piping .5% - 2% Medium Bore 3" | 612-MB-0300-ST-L | LF | NO | NO | n/a | 2020 | DIRECT LABOR | Active | Shop Fab Chrome Piping .5% - 2% | Shop Fab Chrome Piping .5% - 2% Medium Bore |  |  |  |  | 5000 | Pipe Fabrication | 612MB0300STL | Summary of Shop Fab Chrome Piping .5% - 2% Medium Bore 3" labor costs.
61 | 2 | 2 | MB | 03 | FB | 00 | L | Shop Fab Chrome Piping .5% - 2% Medium Bore 3" - Shop Fabricate | 612-MB-03FB-00-L | LF | NO | NO | n/a | 2020 | DIRECT LABOR | Active | Shop Fab Chrome Piping .5% - 2% | Shop Fab Chrome Piping .5% - 2% Medium Bore |  |  |  |  | 5000 | Pipe Fabrication | 612MB03FB00L | Summary of Shop Fab Chrome Piping .5% - 2% Medium Bore 3" - Shop Fabricate labor costs.
61 | 2 | 2 | MB | 03 | FB | ST | L | Shop Fab CMMB: 3" Sch Standard or less | 612-MB-03FB-ST-L | LF | NO | NO | n/a | 2020 | DIRECT LABOR | Active | Shop Fab Chrome Piping .5% - 2% | Shop Fab Chrome Piping .5% - 2% Medium Bore |  |  |  |  | 5000 | Pipe Fabrication | 612MB03FBSTL | Direct field labor for Shop Fab CMMB: 3" Sch Standard or less.
61 | 2 | 2 | MB | 03 | FB | XH | L | Shop Fab CMMB: 3" Sch XH | 612-MB-03FB-XH-L | LF | NO | NO | n/a | 2020 | DIRECT LABOR | Active | Shop Fab Chrome Piping .5% - 2% | Shop Fab Chrome Piping .5% - 2% Medium Bore |  |  |  |  | 5000 | Pipe Fabrication | 612MB03FBXHL | Direct field labor for Shop Fab CMMB: 3" Sch XH.
61 | 2 | 2 | MB | 03 | FB | XX | L | Shop Fab CMMB: 3" Sch XXH | 612-MB-03FB-XX-L | LF | NO | NO | n/a | 2020 | DIRECT LABOR | Active | Shop Fab Chrome Piping .5% - 2% | Shop Fab Chrome Piping .5% - 2% Medium Bore |  |  |  |  | 5000 | Pipe Fabrication | 612MB03FBXXL | Direct field labor for Shop Fab CMMB: 3" Sch XXH.
61 | 2 | 2 | MB | 04 | 00 | ST | L | Shop Fab Chrome Piping .5% - 2% Medium Bore 4" | 612-MB-0400-ST-L | LF | NO | NO | n/a | 2020 | DIRECT LABOR | Active | Shop Fab Chrome Piping .5% - 2% | Shop Fab Chrome Piping .5% - 2% Medium Bore |  |  |  |  | 5000 | Pipe Fabrication | 612MB0400STL | Summary of Shop Fab Chrome Piping .5% - 2% Medium Bore 4" labor costs.
61 | 2 | 2 | MB | 04 | FB | 00 | L | Shop Fab Chrome Piping .5% - 2% Medium Bore 4" - Shop Fabricate | 612-MB-04FB-00-L | LF | NO | NO | n/a | 2020 | DIRECT LABOR | Active | Shop Fab Chrome Piping .5% - 2% | Shop Fab Chrome Piping .5% - 2% Medium Bore |  |  |  |  | 5000 | Pipe Fabrication | 612MB04FB00L | Summary of Shop Fab Chrome Piping .5% - 2% Medium Bore 4" - Shop Fabricate labor costs.
61 | 2 | 2 | MB | 04 | FB | ST | L | Shop Fab CMMB: 4" Sch Standard or less | 612-MB-04FB-ST-L | LF | NO | NO | n/a | 2020 | DIRECT LABOR | Active | Shop Fab Chrome Piping .5% - 2% | Shop Fab Chrome Piping .5% - 2% Medium Bore |  |  |  |  | 5000 | Pipe Fabrication | 612MB04FBSTL | Direct field labor for Shop Fab CMMB: 4" Sch Standard or less.
61 | 2 | 2 | MB | 04 | FB | XH | L | Shop Fab CMMB: 4" Sch XH | 612-MB-04FB-XH-L | LF | NO | NO | n/a | 2020 | DIRECT LABOR | Active | Shop Fab Chrome Piping .5% - 2% | Shop Fab Chrome Piping .5% - 2% Medium Bore |  |  |  |  | 5000 | Pipe Fabrication | 612MB04FBXHL | Direct field labor for Shop Fab CMMB: 4" Sch XH.
61 | 2 | 2 | MB | 04 | FB | XX | L | Shop Fab CMMB: 4" Sch XXH | 612-MB-04FB-XX-L | LF | NO | NO | n/a | 2020 | DIRECT LABOR | Active | Shop Fab Chrome Piping .5% - 2% | Shop Fab Chrome Piping .5% - 2% Medium Bore |  |  |  |  | 5000 | Pipe Fabrication | 612MB04FBXXL | Direct field labor for Shop Fab CMMB: 4" Sch XXH.
61 | 2 | 2 | MB | 06 | 00 | ST | L | Shop Fab Chrome Piping .5% - 2% Medium Bore 6" | 612-MB-0600-ST-L | LF | NO | NO | n/a | 2020 | DIRECT LABOR | Active | Shop Fab Chrome Piping .5% - 2% | Shop Fab Chrome Piping .5% - 2% Medium Bore |  |  |  |  | 5000 | Pipe Fabrication | 612MB0600STL | Summary of Shop Fab Chrome Piping .5% - 2% Medium Bore 6" labor costs.
61 | 2 | 2 | MB | 06 | FB | 00 | L | Shop Fab Chrome Piping .5% - 2% Medium Bore 6" - Shop Fabricate | 612-MB-06FB-00-L | LF | NO | NO | n/a | 2020 | DIRECT LABOR | Active | Shop Fab Chrome Piping .5% - 2% | Shop Fab Chrome Piping .5% - 2% Medium Bore |  |  |  |  | 5000 | Pipe Fabrication | 612MB06FB00L | Summary of Shop Fab Chrome Piping .5% - 2% Medium Bore 6" - Shop Fabricate labor costs.
61 | 2 | 2 | MB | 06 | FB | ST | L | Shop Fab CMMB: 6" Sch Standard or less | 612-MB-06FB-ST-L | LF | NO | NO | n/a | 2020 | DIRECT LABOR | Active | Shop Fab Chrome Piping .5% - 2% | Shop Fab Chrome Piping .5% - 2% Medium Bore |  |  |  |  | 5000 | Pipe Fabrication | 612MB06FBSTL | Direct field labor for Shop Fab CMMB: 6" Sch Standard or less.
61 | 2 | 2 | MB | 06 | FB | XH | L | Shop Fab CMMB: 6" Sch XH | 612-MB-06FB-XH-L | LF | NO | NO | n/a | 2020 | DIRECT LABOR | Active | Shop Fab Chrome Piping .5% - 2% | Shop Fab Chrome Piping .5% - 2% Medium Bore |  |  |  |  | 5000 | Pipe Fabrication | 612MB06FBXHL | Direct field labor for Shop Fab CMMB: 6" Sch XH.
61 | 2 | 2 | MB | 06 | FB | XX | L | Shop Fab CMMB: 6" Sch XXH | 612-MB-06FB-XX-L | LF | NO | NO | n/a | 2020 | DIRECT LABOR | Active | Shop Fab Chrome Piping .5% - 2% | Shop Fab Chrome Piping .5% - 2% Medium Bore |  |  |  |  | 5000 | Pipe Fabrication | 612MB06FBXXL | Direct field labor for Shop Fab CMMB: 6" Sch XXH.
61 | 2 | 2 | MB | 08 | 00 | ST | L | Shop Fab Chrome Piping .5% - 2% Medium Bore 8" | 612-MB-0800-ST-L | LF | NO | NO | n/a | 2020 | DIRECT LABOR | Active | Shop Fab Chrome Piping .5% - 2% | Shop Fab Chrome Piping .5% - 2% Medium Bore |  |  |  |  | 5000 | Pipe Fabrication | 612MB0800STL | Summary of Shop Fab Chrome Piping .5% - 2% Medium Bore 8" labor costs.
61 | 2 | 2 | MB | 08 | FB | 00 | L | Shop Fab Chrome Piping .5% - 2% Medium Bore 8" - Shop Fabricate | 612-MB-08FB-00-L | LF | NO | NO | n/a | 2020 | DIRECT LABOR | Active | Shop Fab Chrome Piping .5% - 2% | Shop Fab Chrome Piping .5% - 2% Medium Bore |  |  |  |  | 5000 | Pipe Fabrication | 612MB08FB00L | Summary of Shop Fab Chrome Piping .5% - 2% Medium Bore 8" - Shop Fabricate labor costs.
61 | 2 | 2 | MB | 08 | FB | ST | L | Shop Fab CMMB: 8" Sch Standard or less | 612-MB-08FB-ST-L | LF | NO | NO | n/a | 2020 | DIRECT LABOR | Active | Shop Fab Chrome Piping .5% - 2% | Shop Fab Chrome Piping .5% - 2% Medium Bore |  |  |  |  | 5000 | Pipe Fabrication | 612MB08FBSTL | Direct field labor for Shop Fab CMMB: 8" Sch Standard or less.
61 | 2 | 2 | MB | 08 | FB | XH | L | Shop Fab CMMB: 8" Sch XH | 612-MB-08FB-XH-L | LF | NO | NO | n/a | 2020 | DIRECT LABOR | Active | Shop Fab Chrome Piping .5% - 2% | Shop Fab Chrome Piping .5% - 2% Medium Bore |  |  |  |  | 5000 | Pipe Fabrication | 612MB08FBXHL | Direct field labor for Shop Fab CMMB: 8" Sch XH.
61 | 2 | 2 | MB | 08 | FB | XX | L | Shop Fab CMMB: 8" Sch XXH | 612-MB-08FB-XX-L | LF | NO | NO | n/a | 2020 | DIRECT LABOR | Active | Shop Fab Chrome Piping .5% - 2% | Shop Fab Chrome Piping .5% - 2% Medium Bore |  |  |  |  | 5000 | Pipe Fabrication | 612MB08FBXXL | Direct field labor for Shop Fab CMMB: 8" Sch XXH.
61 | 2 | 2 | MB | 10 | 00 | ST | L | Shop Fab Chrome Piping .5% - 2% Medium Bore 10" | 612-MB-1000-ST-L | LF | NO | NO | n/a | 2020 | DIRECT LABOR | Active | Shop Fab Chrome Piping .5% - 2% | Shop Fab Chrome Piping .5% - 2% Medium Bore |  |  |  |  | 5000 | Pipe Fabrication | 612MB1000STL | Summary of Shop Fab Chrome Piping .5% - 2% Medium Bore 10" labor costs.
61 | 2 | 2 | MB | 10 | FB | 00 | L | Shop Fab Chrome Piping .5% - 2% Medium Bore 10" - Shop Fabricate | 612-MB-10FB-00-L | LF | NO | NO | n/a | 2020 | DIRECT LABOR | Active | Shop Fab Chrome Piping .5% - 2% | Shop Fab Chrome Piping .5% - 2% Medium Bore |  |  |  |  | 5000 | Pipe Fabrication | 612MB10FB00L | Summary of Shop Fab Chrome Piping .5% - 2% Medium Bore 10" - Shop Fabricate labor costs.
61 | 2 | 2 | MB | 10 | FB | ST | L | Shop Fab CMMB: 10" Sch Standard or less | 612-MB-10FB-ST-L | LF | NO | NO | n/a | 2020 | DIRECT LABOR | Active | Shop Fab Chrome Piping .5% - 2% | Shop Fab Chrome Piping .5% - 2% Medium Bore |  |  |  |  | 5000 | Pipe Fabrication | 612MB10FBSTL | Direct field labor for Shop Fab CMMB: 10" Sch Standard or less.
61 | 2 | 2 | MB | 10 | FB | XH | L | Shop Fab CMMB: 10" Sch XH | 612-MB-10FB-XH-L | LF | NO | NO | n/a | 2020 | DIRECT LABOR | Active | Shop Fab Chrome Piping .5% - 2% | Shop Fab Chrome Piping .5% - 2% Medium Bore |  |  |  |  | 5000 | Pipe Fabrication | 612MB10FBXHL | Direct field labor for Shop Fab CMMB: 10" Sch XH.
61 | 2 | 2 | MB | 10 | FB | XX | L | Shop Fab CMMB: 10" Sch XXH | 612-MB-10FB-XX-L | LF | NO | NO | n/a | 2020 | DIRECT LABOR | Active | Shop Fab Chrome Piping .5% - 2% | Shop Fab Chrome Piping .5% - 2% Medium Bore |  |  |  |  | 5000 | Pipe Fabrication | 612MB10FBXXL | Direct field labor for Shop Fab CMMB: 10" Sch XXH.
61 | 2 | 2 | SB | 00 | 00 | SB | L | Shop Fab Chrome Piping .5% - 2% Small Bore | 612-SB-0000-SB-L | LF | NO | NO | n/a | 2020 | DIRECT LABOR | Active | Shop Fab Chrome Piping .5% - 2% | Shop Fab Chrome Piping .5% - 2% Small Bore |  |  |  |  | 5000 | Pipe Fabrication | 612SB0000SBL | Summary of Shop Fab Chrome Piping .5% - 2% Small Bore labor costs.
61 | 2 | 2 | SB | 05 | 00 | ST | L | Shop Fab Chrome Piping .5% - 2% Small Bore .5" | 612-SB-0500-ST-L | LF | NO | NO | n/a | 2020 | DIRECT LABOR | Active | Shop Fab Chrome Piping .5% - 2% | Shop Fab Chrome Piping .5% - 2% Small Bore |  |  |  |  | 5000 | Pipe Fabrication | 612SB0500STL | Summary of Shop Fab Chrome Piping .5% - 2% Small Bore .5" labor costs.
61 | 2 | 2 | SB | 05 | FB | 00 | L | Shop Fab Chrome Piping .5% - 2% Small Bore .5" - Shop Fabricate | 612-SB-05FB-00-L | LF | NO | NO | n/a | 2020 | DIRECT LABOR | Active | Shop Fab Chrome Piping .5% - 2% | Shop Fab Chrome Piping .5% - 2% Small Bore |  |  |  |  | 5000 | Pipe Fabrication | 612SB05FB00L | Summary of Shop Fab Chrome Piping .5% - 2% Small Bore .5" - Shop Fabricate labor costs.
61 | 2 | 2 | SB | 05 | FB | ST | L | Shop Fab CMSB: .5" Sch Standard or less | 612-SB-05FB-ST-L | LF | NO | NO | n/a | 2020 | DIRECT LABOR | Active | Shop Fab Chrome Piping .5% - 2% | Shop Fab Chrome Piping .5% - 2% Small Bore |  |  |  |  | 5000 | Pipe Fabrication | 612SB05FBSTL | Direct field labor for Shop Fab CMSB: .5" Sch Standard or less.
61 | 2 | 2 | SB | 05 | FB | XH | L | Shop Fab CMSB: .5" Sch XH | 612-SB-05FB-XH-L | LF | NO | NO | n/a | 2020 | DIRECT LABOR | Active | Shop Fab Chrome Piping .5% - 2% | Shop Fab Chrome Piping .5% - 2% Small Bore |  |  |  |  | 5000 | Pipe Fabrication | 612SB05FBXHL | Direct field labor for Shop Fab CMSB: .5" Sch XH.
61 | 2 | 2 | SB | 05 | FB | XX | L | Shop Fab CMSB: .5" Sch XXH | 612-SB-05FB-XX-L | LF | NO | NO | n/a | 2020 | DIRECT LABOR | Active | Shop Fab Chrome Piping .5% - 2% | Shop Fab Chrome Piping .5% - 2% Small Bore |  |  |  |  | 5000 | Pipe Fabrication | 612SB05FBXXL | Direct field labor for Shop Fab CMSB: .5" Sch XXH.
61 | 2 | 2 | SB | 07 | 00 | ST | L | Shop Fab Chrome Piping .5% - 2% Small Bore .75" | 612-SB-0700-ST-L | LF | NO | NO | n/a | 2020 | DIRECT LABOR | Active | Shop Fab Chrome Piping .5% - 2% | Shop Fab Chrome Piping .5% - 2% Small Bore |  |  |  |  | 5000 | Pipe Fabrication | 612SB0700STL | Summary of Shop Fab Chrome Piping .5% - 2% Small Bore .75" labor costs.
61 | 2 | 2 | SB | 07 | FB | 00 | L | Shop Fab Chrome Piping .5% - 2% Small Bore .75" - Shop Fabricate | 612-SB-07FB-00-L | LF | NO | NO | n/a | 2020 | DIRECT LABOR | Active | Shop Fab Chrome Piping .5% - 2% | Shop Fab Chrome Piping .5% - 2% Small Bore |  |  |  |  | 5000 | Pipe Fabrication | 612SB07FB00L | Summary of Shop Fab Chrome Piping .5% - 2% Small Bore .75" - Shop Fabricate labor costs.
61 | 2 | 2 | SB | 07 | FB | ST | L | Shop Fab CMSB: .75" Sch Standard or less | 612-SB-07FB-ST-L | LF | NO | NO | n/a | 2020 | DIRECT LABOR | Active | Shop Fab Chrome Piping .5% - 2% | Shop Fab Chrome Piping .5% - 2% Small Bore |  |  |  |  | 5000 | Pipe Fabrication | 612SB07FBSTL | Direct field labor for Shop Fab CMSB: .75" Sch Standard or less.
61 | 2 | 2 | SB | 07 | FB | XH | L | Shop Fab CMSB: .75" Sch XH | 612-SB-07FB-XH-L | LF | NO | NO | n/a | 2020 | DIRECT LABOR | Active | Shop Fab Chrome Piping .5% - 2% | Shop Fab Chrome Piping .5% - 2% Small Bore |  |  |  |  | 5000 | Pipe Fabrication | 612SB07FBXHL | Direct field labor for Shop Fab CMSB: .75" Sch XH.
61 | 2 | 2 | SB | 07 | FB | XX | L | Shop Fab CMSB: .75" Sch XXH | 612-SB-07FB-XX-L | LF | NO | NO | n/a | 2020 | DIRECT LABOR | Active | Shop Fab Chrome Piping .5% - 2% | Shop Fab Chrome Piping .5% - 2% Small Bore |  |  |  |  | 5000 | Pipe Fabrication | 612SB07FBXXL | Direct field labor for Shop Fab CMSB: .75" Sch XXH.
61 | 2 | 2 | SB | 10 | 00 | ST | L | Shop Fab Chrome Piping .5% - 2% Small Bore 1" | 612-SB-1000-ST-L | LF | NO | NO | n/a | 2020 | DIRECT LABOR | Active | Shop Fab Chrome Piping .5% - 2% | Shop Fab Chrome Piping .5% - 2% Small Bore |  |  |  |  | 5000 | Pipe Fabrication | 612SB1000STL | Summary of Shop Fab Chrome Piping .5% - 2% Small Bore 1" labor costs.
61 | 2 | 2 | SB | 10 | FB | 00 | L | Shop Fab Chrome Piping .5% - 2% Small Bore 1" - Shop Fabricate | 612-SB-10FB-00-L | LF | NO | NO | n/a | 2020 | DIRECT LABOR | Active | Shop Fab Chrome Piping .5% - 2% | Shop Fab Chrome Piping .5% - 2% Small Bore |  |  |  |  | 5000 | Pipe Fabrication | 612SB10FB00L | Summary of Shop Fab Chrome Piping .5% - 2% Small Bore 1" - Shop Fabricate labor costs.
61 | 2 | 2 | SB | 10 | FB | ST | L | Shop Fab CMSB: 1" Sch Standard or less | 612-SB-10FB-ST-L | LF | NO | NO | n/a | 2020 | DIRECT LABOR | Active | Shop Fab Chrome Piping .5% - 2% | Shop Fab Chrome Piping .5% - 2% Small Bore |  |  |  |  | 5000 | Pipe Fabrication | 612SB10FBSTL | Direct field labor for Shop Fab CMSB: 1" Sch Standard or less.
61 | 2 | 2 | SB | 10 | FB | XH | L | Shop Fab CMSB: 1" Sch XH | 612-SB-10FB-XH-L | LF | NO | NO | n/a | 2020 | DIRECT LABOR | Active | Shop Fab Chrome Piping .5% - 2% | Shop Fab Chrome Piping .5% - 2% Small Bore |  |  |  |  | 5000 | Pipe Fabrication | 612SB10FBXHL | Direct field labor for Shop Fab CMSB: 1" Sch XH.
61 | 2 | 2 | SB | 10 | FB | XX | L | Shop Fab CMSB: 1" Sch XXH | 612-SB-10FB-XX-L | LF | NO | NO | n/a | 2020 | DIRECT LABOR | Active | Shop Fab Chrome Piping .5% - 2% | Shop Fab Chrome Piping .5% - 2% Small Bore |  |  |  |  | 5000 | Pipe Fabrication | 612SB10FBXXL | Direct field labor for Shop Fab CMSB: 1" Sch XXH.
61 | 2 | 2 | SB | 15 | 00 | ST | L | Shop Fab Chrome Piping .5% - 2% Small Bore 1.5" | 612-SB-1500-ST-L | LF | NO | NO | n/a | 2020 | DIRECT LABOR | Active | Shop Fab Chrome Piping .5% - 2% | Shop Fab Chrome Piping .5% - 2% Small Bore |  |  |  |  | 5000 | Pipe Fabrication | 612SB1500STL | Summary of Shop Fab Chrome Piping .5% - 2% Small Bore 1.5" labor costs.
61 | 2 | 2 | SB | 15 | FB | 00 | L | Shop Fab Chrome Piping .5% - 2% Small Bore 1.5" - Shop Fabricate | 612-SB-15FB-00-L | LF | NO | NO | n/a | 2020 | DIRECT LABOR | Active | Shop Fab Chrome Piping .5% - 2% | Shop Fab Chrome Piping .5% - 2% Small Bore |  |  |  |  | 5000 | Pipe Fabrication | 612SB15FB00L | Summary of Shop Fab Chrome Piping .5% - 2% Small Bore 1.5" - Shop Fabricate labor costs.
61 | 2 | 2 | SB | 15 | FB | ST | L | Shop Fab CMSB: 1.5" Sch Standard or less | 612-SB-15FB-ST-L | LF | NO | NO | n/a | 2020 | DIRECT LABOR | Active | Shop Fab Chrome Piping .5% - 2% | Shop Fab Chrome Piping .5% - 2% Small Bore |  |  |  |  | 5000 | Pipe Fabrication | 612SB15FBSTL | Direct field labor for Shop Fab CMSB: 1.5" Sch Standard or less.
61 | 2 | 2 | SB | 15 | FB | XH | L | Shop Fab CMSB: 1.5" Sch XH | 612-SB-15FB-XH-L | LF | NO | NO | n/a | 2020 | DIRECT LABOR | Active | Shop Fab Chrome Piping .5% - 2% | Shop Fab Chrome Piping .5% - 2% Small Bore |  |  |  |  | 5000 | Pipe Fabrication | 612SB15FBXHL | Direct field labor for Shop Fab CMSB: 1.5" Sch XH.
61 | 2 | 2 | SB | 15 | FB | XX | L | Shop Fab CMSB: 1.5" Sch XXH | 612-SB-15FB-XX-L | LF | NO | NO | n/a | 2020 | DIRECT LABOR | Active | Shop Fab Chrome Piping .5% - 2% | Shop Fab Chrome Piping .5% - 2% Small Bore |  |  |  |  | 5000 | Pipe Fabrication | 612SB15FBXXL | Direct field labor for Shop Fab CMSB: 1.5" Sch XXH.
61 | 2 | 2 | SB | 20 | 00 | ST | L | Shop Fab Chrome Piping .5% - 2% Small Bore 2" | 612-SB-2000-ST-L | LF | NO | NO | n/a | 2020 | DIRECT LABOR | Active | Shop Fab Chrome Piping .5% - 2% | Shop Fab Chrome Piping .5% - 2% Small Bore |  |  |  |  | 5000 | Pipe Fabrication | 612SB2000STL | Summary of Shop Fab Chrome Piping .5% - 2% Small Bore 2" labor costs.
61 | 2 | 2 | SB | 20 | FB | 00 | L | Shop Fab Chrome Piping .5% - 2% Small Bore 2" - Shop Fabricate | 612-SB-20FB-00-L | LF | NO | NO | n/a | 2020 | DIRECT LABOR | Active | Shop Fab Chrome Piping .5% - 2% | Shop Fab Chrome Piping .5% - 2% Small Bore |  |  |  |  | 5000 | Pipe Fabrication | 612SB20FB00L | Summary of Shop Fab Chrome Piping .5% - 2% Small Bore 2" - Shop Fabricate labor costs.
61 | 2 | 2 | SB | 20 | FB | ST | L | Shop Fab CMSB: 2" Sch Standard or less | 612-SB-20FB-ST-L | LF | NO | NO | n/a | 2020 | DIRECT LABOR | Active | Shop Fab Chrome Piping .5% - 2% | Shop Fab Chrome Piping .5% - 2% Small Bore |  |  |  |  | 5000 | Pipe Fabrication | 612SB20FBSTL | Direct field labor for Shop Fab CMSB: 2" Sch Standard or less.
61 | 2 | 2 | SB | 20 | FB | XH | L | Shop Fab CMSB: 2" Sch XH | 612-SB-20FB-XH-L | LF | NO | NO | n/a | 2020 | DIRECT LABOR | Active | Shop Fab Chrome Piping .5% - 2% | Shop Fab Chrome Piping .5% - 2% Small Bore |  |  |  |  | 5000 | Pipe Fabrication | 612SB20FBXHL | Direct field labor for Shop Fab CMSB: 2" Sch XH.
61 | 2 | 2 | SB | 20 | FB | XX | L | Shop Fab CMSB: 2" Sch XXH | 612-SB-20FB-XX-L | LF | NO | NO | n/a | 2020 | DIRECT LABOR | Active | Shop Fab Chrome Piping .5% - 2% | Shop Fab Chrome Piping .5% - 2% Small Bore |  |  |  |  | 5000 | Pipe Fabrication | 612SB20FBXXL | Direct field labor for Shop Fab CMSB: 2" Sch XXH.
61 | 2 | 2 | SB | 25 | 00 | ST | L | Shop Fab Chrome Piping .5% - 2% Small Bore 2.5" | 612-SB-2500-ST-L | LF | NO | NO | n/a | 2020 | DIRECT LABOR | Active | Shop Fab Chrome Piping .5% - 2% | Shop Fab Chrome Piping .5% - 2% Small Bore |  |  |  |  | 5000 | Pipe Fabrication | 612SB2500STL | Summary of Shop Fab Chrome Piping .5% - 2% Small Bore 2.5" labor costs.
61 | 2 | 2 | SB | 25 | FB | 00 | L | Shop Fab Chrome Piping .5% - 2% Small Bore 2.5" - Shop Fabricate | 612-SB-25FB-00-L | LF | NO | NO | n/a | 2020 | DIRECT LABOR | Active | Shop Fab Chrome Piping .5% - 2% | Shop Fab Chrome Piping .5% - 2% Small Bore |  |  |  |  | 5000 | Pipe Fabrication | 612SB25FB00L | Summary of Shop Fab Chrome Piping .5% - 2% Small Bore 2.5" - Shop Fabricate labor costs.
61 | 2 | 2 | SB | 25 | FB | ST | L | Shop Fab CMSB: 2.5" Sch Standard or less | 612-SB-25FB-ST-L | LF | NO | NO | n/a | 2020 | DIRECT LABOR | Active | Shop Fab Chrome Piping .5% - 2% | Shop Fab Chrome Piping .5% - 2% Small Bore |  |  |  |  | 5000 | Pipe Fabrication | 612SB25FBSTL | Direct field labor for Shop Fab CMSB: 2.5" Sch Standard or less.
61 | 2 | 2 | SB | 25 | FB | XH | L | Shop Fab CMSB: 2.5" Sch XH | 612-SB-25FB-XH-L | LF | NO | NO | n/a | 2020 | DIRECT LABOR | Active | Shop Fab Chrome Piping .5% - 2% | Shop Fab Chrome Piping .5% - 2% Small Bore |  |  |  |  | 5000 | Pipe Fabrication | 612SB25FBXHL | Direct field labor for Shop Fab CMSB: 2.5" Sch XH.
61 | 2 | 2 | SB | 25 | FB | XX | L | Shop Fab CMSB: 2.5" Sch XXH | 612-SB-25FB-XX-L | LF | NO | NO | n/a | 2020 | DIRECT LABOR | Active | Shop Fab Chrome Piping .5% - 2% | Shop Fab Chrome Piping .5% - 2% Small Bore |  |  |  |  | 5000 | Pipe Fabrication | 612SB25FBXXL | Direct field labor for Shop Fab CMSB: 2.5" Sch XXH.
61 | 2 | 2 | XB | 00 | 00 | XB | L | Shop Fab Chrome Piping .5% - 2% X-tra Large Bore | 612-XB-0000-XB-L | LF | NO | NO | n/a | 2020 | DIRECT LABOR | Active | Shop Fab Chrome Piping .5% - 2% | Shop Fab Chrome Piping .5% - 2% X-tra Large Bore |  |  |  |  | 5000 | Pipe Fabrication | 612XB0000XBL | Summary of Shop Fab Chrome Piping .5% - 2% X-tra Large Bore labor costs.
61 | 2 | 2 | XB | 30 | 00 | ST | L | Shop Fab Chrome Piping .5% - 2% X-tra Large Bore 30" | 612-XB-3000-ST-L | LF | NO | NO | n/a | 2020 | DIRECT LABOR | Active | Shop Fab Chrome Piping .5% - 2% | Shop Fab Chrome Piping .5% - 2% X-tra Large Bore |  |  |  |  | 5000 | Pipe Fabrication | 612XB3000STL | Summary of Shop Fab Chrome Piping .5% - 2% X-tra Large Bore 30" labor costs.
61 | 2 | 2 | XB | 30 | FB | 00 | L | Shop Fab Chrome Piping .5% - 2% X-tra Large Bore 30" - Shop Fabricate | 612-XB-30FB-00-L | LF | NO | NO | n/a | 2020 | DIRECT LABOR | Active | Shop Fab Chrome Piping .5% - 2% | Shop Fab Chrome Piping .5% - 2% X-tra Large Bore |  |  |  |  | 5000 | Pipe Fabrication | 612XB30FB00L | Summary of Shop Fab Chrome Piping .5% - 2% X-tra Large Bore 30" - Shop Fabricate labor costs.
61 | 2 | 2 | XB | 30 | FB | ST | L | Shop Fab CMXB: 30" Sch Standard or less | 612-XB-30FB-ST-L | LF | NO | NO | n/a | 2020 | DIRECT LABOR | Active | Shop Fab Chrome Piping .5% - 2% | Shop Fab Chrome Piping .5% - 2% X-tra Large Bore |  |  |  |  | 5000 | Pipe Fabrication | 612XB30FBSTL | Direct field labor for Shop Fab CMXB: 30" Sch Standard or less.
61 | 2 | 2 | XB | 30 | FB | XH | L | Shop Fab CMXB: 30" Sch XH | 612-XB-30FB-XH-L | LF | NO | NO | n/a | 2020 | DIRECT LABOR | Active | Shop Fab Chrome Piping .5% - 2% | Shop Fab Chrome Piping .5% - 2% X-tra Large Bore |  |  |  |  | 5000 | Pipe Fabrication | 612XB30FBXHL | Direct field labor for Shop Fab CMXB: 30" Sch XH.
61 | 2 | 2 | XB | 30 | FB | XX | L | Shop Fab CMXB: 30" Sch XXH | 612-XB-30FB-XX-L | LF | NO | NO | n/a | 2020 | DIRECT LABOR | Active | Shop Fab Chrome Piping .5% - 2% | Shop Fab Chrome Piping .5% - 2% X-tra Large Bore |  |  |  |  | 5000 | Pipe Fabrication | 612XB30FBXXL | Direct field labor for Shop Fab CMXB: 30" Sch XXH.
61 | 2 | 2 | XB | 36 | 00 | ST | L | Shop Fab Chrome Piping .5% - 2% X-tra Large Bore 36" | 612-XB-3600-ST-L | LF | NO | NO | n/a | 2020 | DIRECT LABOR | Active | Shop Fab Chrome Piping .5% - 2% | Shop Fab Chrome Piping .5% - 2% X-tra Large Bore |  |  |  |  | 5000 | Pipe Fabrication | 612XB3600STL | Summary of Shop Fab Chrome Piping .5% - 2% X-tra Large Bore 36" labor costs.
61 | 2 | 2 | XB | 36 | FB | 00 | L | Shop Fab Chrome Piping .5% - 2% X-tra Large Bore 36" - Shop Fabricate | 612-XB-36FB-00-L | LF | NO | NO | n/a | 2020 | DIRECT LABOR | Active | Shop Fab Chrome Piping .5% - 2% | Shop Fab Chrome Piping .5% - 2% X-tra Large Bore |  |  |  |  | 5000 | Pipe Fabrication | 612XB36FB00L | Summary of Shop Fab Chrome Piping .5% - 2% X-tra Large Bore 36" - Shop Fabricate labor costs.
61 | 2 | 2 | XB | 36 | FB | ST | L | Shop Fab CMXB: 36" Sch Standard or less | 612-XB-36FB-ST-L | LF | NO | NO | n/a | 2020 | DIRECT LABOR | Active | Shop Fab Chrome Piping .5% - 2% | Shop Fab Chrome Piping .5% - 2% X-tra Large Bore |  |  |  |  | 5000 | Pipe Fabrication | 612XB36FBSTL | Direct field labor for Shop Fab CMXB: 36" Sch Standard or less.
61 | 2 | 2 | XB | 36 | FB | XH | L | Shop Fab CMXB: 36" Sch XH | 612-XB-36FB-XH-L | LF | NO | NO | n/a | 2020 | DIRECT LABOR | Active | Shop Fab Chrome Piping .5% - 2% | Shop Fab Chrome Piping .5% - 2% X-tra Large Bore |  |  |  |  | 5000 | Pipe Fabrication | 612XB36FBXHL | Direct field labor for Shop Fab CMXB: 36" Sch XH.
61 | 2 | 2 | XB | 36 | FB | XX | L | Shop Fab CMXB: 36" Sch XXH | 612-XB-36FB-XX-L | LF | NO | NO | n/a | 2020 | DIRECT LABOR | Active | Shop Fab Chrome Piping .5% - 2% | Shop Fab Chrome Piping .5% - 2% X-tra Large Bore |  |  |  |  | 5000 | Pipe Fabrication | 612XB36FBXXL | Direct field labor for Shop Fab CMXB: 36" Sch XXH.
61 | 2 | 2 | XB | 42 | 00 | ST | L | Shop Fab Chrome Piping .5% - 2% X-tra Large Bore 42" | 612-XB-4200-ST-L | LF | NO | NO | n/a | 2020 | DIRECT LABOR | Active | Shop Fab Chrome Piping .5% - 2% | Shop Fab Chrome Piping .5% - 2% X-tra Large Bore |  |  |  |  | 5000 | Pipe Fabrication | 612XB4200STL | Summary of Shop Fab Chrome Piping .5% - 2% X-tra Large Bore 42" labor costs.
61 | 2 | 2 | XB | 42 | FB | 00 | L | Shop Fab Chrome Piping .5% - 2% X-tra Large Bore 42" - Shop Fabricate | 612-XB-42FB-00-L | LF | NO | NO | n/a | 2020 | DIRECT LABOR | Active | Shop Fab Chrome Piping .5% - 2% | Shop Fab Chrome Piping .5% - 2% X-tra Large Bore |  |  |  |  | 5000 | Pipe Fabrication | 612XB42FB00L | Summary of Shop Fab Chrome Piping .5% - 2% X-tra Large Bore 42" - Shop Fabricate labor costs.
61 | 2 | 2 | XB | 42 | FB | ST | L | Shop Fab CMXB: 42" Sch Standard or less | 612-XB-42FB-ST-L | LF | NO | NO | n/a | 2020 | DIRECT LABOR | Active | Shop Fab Chrome Piping .5% - 2% | Shop Fab Chrome Piping .5% - 2% X-tra Large Bore |  |  |  |  | 5000 | Pipe Fabrication | 612XB42FBSTL | Direct field labor for Shop Fab CMXB: 42" Sch Standard or less.
61 | 2 | 2 | XB | 42 | FB | XH | L | Shop Fab CMXB: 42" Sch XH | 612-XB-42FB-XH-L | LF | NO | NO | n/a | 2020 | DIRECT LABOR | Active | Shop Fab Chrome Piping .5% - 2% | Shop Fab Chrome Piping .5% - 2% X-tra Large Bore |  |  |  |  | 5000 | Pipe Fabrication | 612XB42FBXHL | Direct field labor for Shop Fab CMXB: 42" Sch XH.
61 | 3 | 2 | XB | 42 | FB | XX | L | Shop Fab CMXB: 42" Sch XXH | 612-XB-42FB-XX-L | LF | NO | NO | n/a | 2020 | DIRECT LABOR | Active | Shop Fab Chrome Piping .5% - 2% | Shop Fab Chrome Piping .5% - 2% X-tra Large Bore |  |  |  |  | 5000 | Pipe Fabrication | 612XB42FBXXL | Direct field labor for Shop Fab CMXB: 42" Sch XXH.
61 | 3 | 2 | XB | 48 | 00 | ST | L | Shop Fab Chrome Piping .5% - 2% X-tra Large Bore 48" | 612-XB-4800-ST-L | LF | NO | NO | n/a | 2020 | DIRECT LABOR | Active | Shop Fab Chrome Piping .5% - 2% | Shop Fab Chrome Piping .5% - 2% X-tra Large Bore |  |  |  |  | 5000 | Pipe Fabrication | 612XB4800STL | Summary of Shop Fab Chrome Piping .5% - 2% X-tra Large Bore 48" labor costs.
61 | 3 | 2 | XB | 48 | FB | 00 | L | Shop Fab Chrome Piping .5% - 2% X-tra Large Bore 48" - Shop Fabricate | 612-XB-48FB-00-L | LF | NO | NO | n/a | 2020 | DIRECT LABOR | Active | Shop Fab Chrome Piping .5% - 2% | Shop Fab Chrome Piping .5% - 2% X-tra Large Bore |  |  |  |  | 5000 | Pipe Fabrication | 612XB48FB00L | Summary of Shop Fab Chrome Piping .5% - 2% X-tra Large Bore 48" - Shop Fabricate labor costs.
61 | 3 | 2 | XB | 48 | FB | ST | L | Shop Fab CMXB: 48" Sch Standard or less | 612-XB-48FB-ST-L | LF | NO | NO | n/a | 2020 | DIRECT LABOR | Active | Shop Fab Chrome Piping .5% - 2% | Shop Fab Chrome Piping .5% - 2% X-tra Large Bore |  |  |  |  | 5000 | Pipe Fabrication | 612XB48FBSTL | Direct field labor for Shop Fab CMXB: 48" Sch Standard or less.
61 | 3 | 2 | XB | 48 | FB | XH | L | Shop Fab CMXB: 48" Sch XH | 612-XB-48FB-XH-L | LF | NO | NO | n/a | 2020 | DIRECT LABOR | Active | Shop Fab Chrome Piping .5% - 2% | Shop Fab Chrome Piping .5% - 2% X-tra Large Bore |  |  |  |  | 5000 | Pipe Fabrication | 612XB48FBXHL | Direct field labor for Shop Fab CMXB: 48" Sch XH.
61 | 3 | 2 | XB | 48 | FB | XX | L | Shop Fab CMXB: 48" Sch XXH | 612-XB-48FB-XX-L | LF | NO | NO | n/a | 2020 | DIRECT LABOR | Active | Shop Fab Chrome Piping .5% - 2% | Shop Fab Chrome Piping .5% - 2% X-tra Large Bore |  |  |  |  | 5000 | Pipe Fabrication | 612XB48FBXXL | Direct field labor for Shop Fab CMXB: 48" Sch XXH.
61 | 3 | 2 | XB | 54 | 00 | ST | L | Shop Fab Chrome Piping .5% - 2% X-tra Large Bore 54" | 612-XB-5400-ST-L | LF | NO | NO | n/a | 2020 | DIRECT LABOR | Active | Shop Fab Chrome Piping .5% - 2% | Shop Fab Chrome Piping .5% - 2% X-tra Large Bore |  |  |  |  | 5000 | Pipe Fabrication | 612XB5400STL | Summary of Shop Fab Chrome Piping .5% - 2% X-tra Large Bore 54" labor costs.
61 | 3 | 2 | XB | 54 | FB | 00 | L | Shop Fab Chrome Piping .5% - 2% X-tra Large Bore 54" - Shop Fabricate | 612-XB-54FB-00-L | LF | NO | NO | n/a | 2020 | DIRECT LABOR | Active | Shop Fab Chrome Piping .5% - 2% | Shop Fab Chrome Piping .5% - 2% X-tra Large Bore |  |  |  |  | 5000 | Pipe Fabrication | 612XB54FB00L | Summary of Shop Fab Chrome Piping .5% - 2% X-tra Large Bore 54" - Shop Fabricate labor costs.
61 | 3 | 2 | XB | 54 | FB | ST | L | Shop Fab CMXB: 54" Sch Standard or less | 612-XB-54FB-ST-L | LF | NO | NO | n/a | 2020 | DIRECT LABOR | Active | Shop Fab Chrome Piping .5% - 2% | Shop Fab Chrome Piping .5% - 2% X-tra Large Bore |  |  |  |  | 5000 | Pipe Fabrication | 612XB54FBSTL | Direct field labor for Shop Fab CMXB: 54" Sch Standard or less.
61 | 3 | 2 | XB | 54 | FB | XH | L | Shop Fab CMXB: 54" Sch XH | 612-XB-54FB-XH-L | LF | NO | NO | n/a | 2020 | DIRECT LABOR | Active | Shop Fab Chrome Piping .5% - 2% | Shop Fab Chrome Piping .5% - 2% X-tra Large Bore |  |  |  |  | 5000 | Pipe Fabrication | 612XB54FBXHL | Direct field labor for Shop Fab CMXB: 54" Sch XH.
61 | 3 | 2 | XB | 54 | FB | XX | L | Shop Fab CMXB: 54" Sch XXH | 612-XB-54FB-XX-L | LF | NO | NO | n/a | 2020 | DIRECT LABOR | Active | Shop Fab Chrome Piping .5% - 2% | Shop Fab Chrome Piping .5% - 2% X-tra Large Bore |  |  |  |  | 5000 | Pipe Fabrication | 612XB54FBXXL | Direct field labor for Shop Fab CMXB: 54" Sch XXH.
61 | 3 | 2 | XB | 60 | 00 | ST | L | Shop Fab Chrome Piping .5% - 2% X-tra Large Bore 60" | 612-XB-6000-ST-L | LF | NO | NO | n/a | 2020 | DIRECT LABOR | Active | Shop Fab Chrome Piping .5% - 2% | Shop Fab Chrome Piping .5% - 2% X-tra Large Bore |  |  |  |  | 5000 | Pipe Fabrication | 612XB6000STL | Summary of Shop Fab Chrome Piping .5% - 2% X-tra Large Bore 60" labor costs.
61 | 3 | 2 | XB | 60 | FB | 00 | L | Shop Fab Chrome Piping .5% - 2% X-tra Large Bore 60" - Shop Fabricate | 612-XB-60FB-00-L | LF | NO | NO | n/a | 2020 | DIRECT LABOR | Active | Shop Fab Chrome Piping .5% - 2% | Shop Fab Chrome Piping .5% - 2% X-tra Large Bore |  |  |  |  | 5000 | Pipe Fabrication | 612XB60FB00L | Summary of Shop Fab Chrome Piping .5% - 2% X-tra Large Bore 60" - Shop Fabricate labor costs.
61 | 3 | 2 | XB | 60 | FB | ST | L | Shop Fab CMXB: 60" Sch Standard or less | 612-XB-60FB-ST-L | LF | NO | NO | n/a | 2020 | DIRECT LABOR | Active | Shop Fab Chrome Piping .5% - 2% | Shop Fab Chrome Piping .5% - 2% X-tra Large Bore |  |  |  |  | 5000 | Pipe Fabrication | 612XB60FBSTL | Direct field labor for Shop Fab CMXB: 60" Sch Standard or less.
61 | 3 | 2 | XB | 60 | FB | XH | L | Shop Fab CMXB: 60" Sch XH | 612-XB-60FB-XH-L | LF | NO | NO | n/a | 2020 | DIRECT LABOR | Active | Shop Fab Chrome Piping .5% - 2% | Shop Fab Chrome Piping .5% - 2% X-tra Large Bore |  |  |  |  | 5000 | Pipe Fabrication | 612XB60FBXHL | Direct field labor for Shop Fab CMXB: 60" Sch XH.
61 | 3 | 2 | XB | 60 | FB | XX | L | Shop Fab CMXB: 60" Sch XXH | 612-XB-60FB-XX-L | LF | NO | NO | n/a | 2020 | DIRECT LABOR | Active | Shop Fab Chrome Piping .5% - 2% | Shop Fab Chrome Piping .5% - 2% X-tra Large Bore |  |  |  |  | 5000 | Pipe Fabrication | 612XB60FBXXL | Direct field labor for Shop Fab CMXB: 60" Sch XXH.
61 | 3 | 3 | 00 | 00 | 00 | 00 | 0 | Shop Fab Chrome Pipe 2% - 6% | 613-00-0000-00-0 | LF | YES | YES | n/a | 2020 | DIRECT LABOR | Active | Shop Fab Chrome Pipe 2% - 6% | Summary |  |  |  |  | 5000 | Pipe Fabrication | 613000000000 | Top-level summary of all Shop Fab Chrome Pipe 2% - 6% costs.
61 | 3 | 3 | LB | 00 | 00 | LB | L | Shop Fab Chrome Pipe 2% - 6% Large Bore | 613-LB-0000-LB-L | LF | NO | NO | n/a | 2020 | DIRECT LABOR | Active | Shop Fab Chrome Pipe 2% - 6% | Shop Fab Chrome Pipe 2% - 6% Large Bore |  |  |  |  | 5000 | Pipe Fabrication | 613LB0000LBL | Summary of Shop Fab Chrome Pipe 2% - 6% Large Bore labor costs.
61 | 3 | 3 | LB | 12 | 00 | ST | L | Shop Fab Chrome Pipe 2% - 6% Large Bore 12" | 613-LB-1200-ST-L | LF | NO | NO | n/a | 2020 | DIRECT LABOR | Active | Shop Fab Chrome Pipe 2% - 6% | Shop Fab Chrome Pipe 2% - 6% Large Bore |  |  |  |  | 5000 | Pipe Fabrication | 613LB1200STL | Summary of Shop Fab Chrome Pipe 2% - 6% Large Bore 12" labor costs.
61 | 3 | 3 | LB | 12 | FB | 00 | L | Shop Fab Chrome Pipe 2% - 6% Large Bore 12" - Shop Fabricate | 613-LB-12FB-00-L | LF | NO | NO | n/a | 2020 | DIRECT LABOR | Active | Shop Fab Chrome Pipe 2% - 6% | Shop Fab Chrome Pipe 2% - 6% Large Bore |  |  |  |  | 5000 | Pipe Fabrication | 613LB12FB00L | Summary of Shop Fab Chrome Pipe 2% - 6% Large Bore 12" - Shop Fabricate labor costs.
61 | 3 | 3 | LB | 12 | FB | ST | L | Shop Fab CM6LB: 12" Sch Standard or less | 613-LB-12FB-ST-L | LF | NO | NO | n/a | 2020 | DIRECT LABOR | Active | Shop Fab Chrome Pipe 2% - 6% | Shop Fab Chrome Pipe 2% - 6% Large Bore |  |  |  |  | 5000 | Pipe Fabrication | 613LB12FBSTL | Direct field labor for Shop Fab CMLB: 12" Sch Standard or less.
61 | 3 | 3 | LB | 12 | FB | XH | L | Shop Fab CM6LB: 12" Sch XH | 613-LB-12FB-XH-L | LF | NO | NO | n/a | 2020 | DIRECT LABOR | Active | Shop Fab Chrome Pipe 2% - 6% | Shop Fab Chrome Pipe 2% - 6% Large Bore |  |  |  |  | 5000 | Pipe Fabrication | 613LB12FBXHL | Direct field labor for Shop Fab CMLB: 12" Sch XH.
61 | 3 | 3 | LB | 12 | FB | XX | L | Shop Fab CM6LB: 12" Sch XXH | 613-LB-12FB-XX-L | LF | NO | NO | n/a | 2020 | DIRECT LABOR | Active | Shop Fab Chrome Pipe 2% - 6% | Shop Fab Chrome Pipe 2% - 6% Large Bore |  |  |  |  | 5000 | Pipe Fabrication | 613LB12FBXXL | Direct field labor for Shop Fab CMLB: 12" Sch XXH.
61 | 3 | 3 | LB | 14 | 00 | ST | L | Shop Fab Chrome Pipe 2% - 6% Large Bore 14" | 613-LB-1400-ST-L | LF | NO | NO | n/a | 2020 | DIRECT LABOR | Active | Shop Fab Chrome Pipe 2% - 6% | Shop Fab Chrome Pipe 2% - 6% Large Bore |  |  |  |  | 5000 | Pipe Fabrication | 613LB1400STL | Summary of Shop Fab Chrome Pipe 2% - 6% Large Bore 14" labor costs.
61 | 3 | 3 | LB | 14 | FB | 00 | L | Shop Fab Chrome Pipe 2% - 6% Large Bore 14" - Shop Fabricate | 613-LB-14FB-00-L | LF | NO | NO | n/a | 2020 | DIRECT LABOR | Active | Shop Fab Chrome Pipe 2% - 6% | Shop Fab Chrome Pipe 2% - 6% Large Bore |  |  |  |  | 5000 | Pipe Fabrication | 613LB14FB00L | Summary of Shop Fab Chrome Pipe 2% - 6% Large Bore 14" - Shop Fabricate labor costs.
61 | 3 | 3 | LB | 14 | FB | ST | L | Shop Fab CM6LB: 14" Sch Standard or less | 613-LB-14FB-ST-L | LF | NO | NO | n/a | 2020 | DIRECT LABOR | Active | Shop Fab Chrome Pipe 2% - 6% | Shop Fab Chrome Pipe 2% - 6% Large Bore |  |  |  |  | 5000 | Pipe Fabrication | 613LB14FBSTL | Direct field labor for Shop Fab CMLB: 14" Sch Standard or less.
61 | 3 | 3 | LB | 14 | FB | XH | L | Shop Fab CM6LB: 14" Sch XH | 613-LB-14FB-XH-L | LF | NO | NO | n/a | 2020 | DIRECT LABOR | Active | Shop Fab Chrome Pipe 2% - 6% | Shop Fab Chrome Pipe 2% - 6% Large Bore |  |  |  |  | 5000 | Pipe Fabrication | 613LB14FBXHL | Direct field labor for Shop Fab CMLB: 14" Sch XH.
61 | 3 | 3 | LB | 14 | FB | XX | L | Shop Fab CM6LB: 14" Sch XXH | 613-LB-14FB-XX-L | LF | NO | NO | n/a | 2020 | DIRECT LABOR | Active | Shop Fab Chrome Pipe 2% - 6% | Shop Fab Chrome Pipe 2% - 6% Large Bore |  |  |  |  | 5000 | Pipe Fabrication | 613LB14FBXXL | Direct field labor for Shop Fab CMLB: 14" Sch XXH.
61 | 3 | 3 | LB | 16 | 00 | ST | L | Shop Fab Chrome Pipe 2% - 6% Large Bore 16" | 613-LB-1600-ST-L | LF | NO | NO | n/a | 2020 | DIRECT LABOR | Active | Shop Fab Chrome Pipe 2% - 6% | Shop Fab Chrome Pipe 2% - 6% Large Bore |  |  |  |  | 5000 | Pipe Fabrication | 613LB1600STL | Summary of Shop Fab Chrome Pipe 2% - 6% Large Bore 16" labor costs.
61 | 3 | 3 | LB | 16 | FB | 00 | L | Shop Fab Chrome Pipe 2% - 6% Large Bore 16" - Shop Fabricate | 613-LB-16FB-00-L | LF | NO | NO | n/a | 2020 | DIRECT LABOR | Active | Shop Fab Chrome Pipe 2% - 6% | Shop Fab Chrome Pipe 2% - 6% Large Bore |  |  |  |  | 5000 | Pipe Fabrication | 613LB16FB00L | Summary of Shop Fab Chrome Pipe 2% - 6% Large Bore 16" - Shop Fabricate labor costs.
61 | 3 | 3 | LB | 16 | FB | ST | L | Shop Fab CM6LB: 16" Sch Standard or less | 613-LB-16FB-ST-L | LF | NO | NO | n/a | 2020 | DIRECT LABOR | Active | Shop Fab Chrome Pipe 2% - 6% | Shop Fab Chrome Pipe 2% - 6% Large Bore |  |  |  |  | 5000 | Pipe Fabrication | 613LB16FBSTL | Direct field labor for Shop Fab CMLB: 16" Sch Standard or less.
61 | 3 | 3 | LB | 16 | FB | XH | L | Shop Fab CM6LB: 16" Sch XH | 613-LB-16FB-XH-L | LF | NO | NO | n/a | 2020 | DIRECT LABOR | Active | Shop Fab Chrome Pipe 2% - 6% | Shop Fab Chrome Pipe 2% - 6% Large Bore |  |  |  |  | 5000 | Pipe Fabrication | 613LB16FBXHL | Direct field labor for Shop Fab CMLB: 16" Sch XH.
61 | 3 | 3 | LB | 16 | FB | XX | L | Shop Fab CM6LB: 16" Sch XXH | 613-LB-16FB-XX-L | LF | NO | NO | n/a | 2020 | DIRECT LABOR | Active | Shop Fab Chrome Pipe 2% - 6% | Shop Fab Chrome Pipe 2% - 6% Large Bore |  |  |  |  | 5000 | Pipe Fabrication | 613LB16FBXXL | Direct field labor for Shop Fab CMLB: 16" Sch XXH.
61 | 3 | 3 | LB | 18 | 00 | ST | L | Shop Fab Chrome Pipe 2% - 6% Large Bore 18" | 613-LB-1800-ST-L | LF | NO | NO | n/a | 2020 | DIRECT LABOR | Active | Shop Fab Chrome Pipe 2% - 6% | Shop Fab Chrome Pipe 2% - 6% Large Bore |  |  |  |  | 5000 | Pipe Fabrication | 613LB1800STL | Summary of Shop Fab Chrome Pipe 2% - 6% Large Bore 18" labor costs.
61 | 3 | 3 | LB | 18 | FB | 00 | L | Shop Fab Chrome Pipe 2% - 6% Large Bore 18" - Shop Fabricate | 613-LB-18FB-00-L | LF | NO | NO | n/a | 2020 | DIRECT LABOR | Active | Shop Fab Chrome Pipe 2% - 6% | Shop Fab Chrome Pipe 2% - 6% Large Bore |  |  |  |  | 5000 | Pipe Fabrication | 613LB18FB00L | Summary of Shop Fab Chrome Pipe 2% - 6% Large Bore 18" - Shop Fabricate labor costs.
61 | 3 | 3 | LB | 18 | FB | ST | L | Shop Fab CM6LB: 18" Sch Standard or less | 613-LB-18FB-ST-L | LF | NO | NO | n/a | 2020 | DIRECT LABOR | Active | Shop Fab Chrome Pipe 2% - 6% | Shop Fab Chrome Pipe 2% - 6% Large Bore |  |  |  |  | 5000 | Pipe Fabrication | 613LB18FBSTL | Direct field labor for Shop Fab CMLB: 18" Sch Standard or less.
61 | 3 | 3 | LB | 18 | FB | XH | L | Shop Fab CM6LB: 18" Sch XH | 613-LB-18FB-XH-L | LF | NO | NO | n/a | 2020 | DIRECT LABOR | Active | Shop Fab Chrome Pipe 2% - 6% | Shop Fab Chrome Pipe 2% - 6% Large Bore |  |  |  |  | 5000 | Pipe Fabrication | 613LB18FBXHL | Direct field labor for Shop Fab CMLB: 18" Sch XH.
61 | 3 | 3 | LB | 18 | FB | XX | L | Shop Fab CM6LB: 18" Sch XXH | 613-LB-18FB-XX-L | LF | NO | NO | n/a | 2020 | DIRECT LABOR | Active | Shop Fab Chrome Pipe 2% - 6% | Shop Fab Chrome Pipe 2% - 6% Large Bore |  |  |  |  | 5000 | Pipe Fabrication | 613LB18FBXXL | Direct field labor for Shop Fab CMLB: 18" Sch XXH.
61 | 3 | 3 | LB | 20 | 00 | ST | L | Shop Fab Chrome Pipe 2% - 6% Large Bore 20" | 613-LB-2000-ST-L | LF | NO | NO | n/a | 2020 | DIRECT LABOR | Active | Shop Fab Chrome Pipe 2% - 6% | Shop Fab Chrome Pipe 2% - 6% Large Bore |  |  |  |  | 5000 | Pipe Fabrication | 613LB2000STL | Summary of Shop Fab Chrome Pipe 2% - 6% Large Bore 20" labor costs.
61 | 3 | 3 | LB | 20 | FB | 00 | L | Shop Fab Chrome Pipe 2% - 6% Large Bore 20" - Shop Fabricate | 613-LB-20FB-00-L | LF | NO | NO | n/a | 2020 | DIRECT LABOR | Active | Shop Fab Chrome Pipe 2% - 6% | Shop Fab Chrome Pipe 2% - 6% Large Bore |  |  |  |  | 5000 | Pipe Fabrication | 613LB20FB00L | Summary of Shop Fab Chrome Pipe 2% - 6% Large Bore 20" - Shop Fabricate labor costs.
61 | 3 | 3 | LB | 20 | FB | ST | L | Shop Fab CM6LB: 20" Sch Standard or less | 613-LB-20FB-ST-L | LF | NO | NO | n/a | 2020 | DIRECT LABOR | Active | Shop Fab Chrome Pipe 2% - 6% | Shop Fab Chrome Pipe 2% - 6% Large Bore |  |  |  |  | 5000 | Pipe Fabrication | 613LB20FBSTL | Direct field labor for Shop Fab CMLB: 20" Sch Standard or less.
61 | 3 | 3 | LB | 20 | FB | XH | L | Shop Fab CM6LB: 20" Sch XH | 613-LB-20FB-XH-L | LF | NO | NO | n/a | 2020 | DIRECT LABOR | Active | Shop Fab Chrome Pipe 2% - 6% | Shop Fab Chrome Pipe 2% - 6% Large Bore |  |  |  |  | 5000 | Pipe Fabrication | 613LB20FBXHL | Direct field labor for Shop Fab CMLB: 20" Sch XH.
61 | 3 | 3 | LB | 20 | FB | XX | L | Shop Fab CM6LB: 20" Sch XXH | 613-LB-20FB-XX-L | LF | NO | NO | n/a | 2020 | DIRECT LABOR | Active | Shop Fab Chrome Pipe 2% - 6% | Shop Fab Chrome Pipe 2% - 6% Large Bore |  |  |  |  | 5000 | Pipe Fabrication | 613LB20FBXXL | Direct field labor for Shop Fab CMLB: 20" Sch XXH.
61 | 3 | 3 | LB | 24 | 00 | ST | L | Shop Fab Chrome Pipe 2% - 6% Large Bore 24" | 613-LB-2400-ST-L | LF | NO | NO | n/a | 2020 | DIRECT LABOR | Active | Shop Fab Chrome Pipe 2% - 6% | Shop Fab Chrome Pipe 2% - 6% Large Bore |  |  |  |  | 5000 | Pipe Fabrication | 613LB2400STL | Summary of Shop Fab Chrome Pipe 2% - 6% Large Bore 24" labor costs.
61 | 3 | 3 | LB | 24 | FB | 00 | L | Shop Fab Chrome Pipe 2% - 6% Large Bore 24" - Shop Fabricate | 613-LB-24FB-00-L | LF | NO | NO | n/a | 2020 | DIRECT LABOR | Active | Shop Fab Chrome Pipe 2% - 6% | Shop Fab Chrome Pipe 2% - 6% Large Bore |  |  |  |  | 5000 | Pipe Fabrication | 613LB24FB00L | Summary of Shop Fab Chrome Pipe 2% - 6% Large Bore 24" - Shop Fabricate labor costs.
61 | 3 | 3 | LB | 24 | FB | ST | L | Shop Fab CM6LB: 24" Sch Standard or less | 613-LB-24FB-ST-L | LF | NO | NO | n/a | 2020 | DIRECT LABOR | Active | Shop Fab Chrome Pipe 2% - 6% | Shop Fab Chrome Pipe 2% - 6% Large Bore |  |  |  |  | 5000 | Pipe Fabrication | 613LB24FBSTL | Direct field labor for Shop Fab CMLB: 24" Sch Standard or less.
61 | 3 | 3 | LB | 24 | FB | XH | L | Shop Fab CM6LB: 24" Sch XH | 613-LB-24FB-XH-L | LF | NO | NO | n/a | 2020 | DIRECT LABOR | Active | Shop Fab Chrome Pipe 2% - 6% | Shop Fab Chrome Pipe 2% - 6% Large Bore |  |  |  |  | 5000 | Pipe Fabrication | 613LB24FBXHL | Direct field labor for Shop Fab CMLB: 24" Sch XH.
61 | 3 | 3 | LB | 24 | FB | XX | L | Shop Fab CM6LB: 24" Sch XXH | 613-LB-24FB-XX-L | LF | NO | NO | n/a | 2020 | DIRECT LABOR | Active | Shop Fab Chrome Pipe 2% - 6% | Shop Fab Chrome Pipe 2% - 6% Large Bore |  |  |  |  | 5000 | Pipe Fabrication | 613LB24FBXXL | Direct field labor for Shop Fab CMLB: 24" Sch XXH.
61 | 3 | 3 | MB | 00 | 00 | MB | L | Shop Fab Chrome Pipe 2% - 6% Medium Bore | 613-MB-0000-MB-L | LF | NO | NO | n/a | 2020 | DIRECT LABOR | Active | Shop Fab Chrome Pipe 2% - 6% | Shop Fab Chrome Pipe 2% - 6% Medium Bore |  |  |  |  | 5000 | Pipe Fabrication | 613MB0000MBL | Summary of Shop Fab Chrome Pipe 2% - 6% Medium Bore labor costs.
61 | 3 | 3 | MB | 03 | 00 | ST | L | Shop Fab Chrome Pipe 2% - 6% Medium Bore 3" | 613-MB-0300-ST-L | LF | NO | NO | n/a | 2020 | DIRECT LABOR | Active | Shop Fab Chrome Pipe 2% - 6% | Shop Fab Chrome Pipe 2% - 6% Medium Bore |  |  |  |  | 5000 | Pipe Fabrication | 613MB0300STL | Summary of Shop Fab Chrome Pipe 2% - 6% Medium Bore 3" labor costs.
61 | 3 | 3 | MB | 03 | FB | 00 | L | Shop Fab Chrome Pipe 2% - 6% Medium Bore 3" - Shop Fabricate | 613-MB-03FB-00-L | LF | NO | NO | n/a | 2020 | DIRECT LABOR | Active | Shop Fab Chrome Pipe 2% - 6% | Shop Fab Chrome Pipe 2% - 6% Medium Bore |  |  |  |  | 5000 | Pipe Fabrication | 613MB03FB00L | Summary of Shop Fab Chrome Pipe 2% - 6% Medium Bore 3" - Shop Fabricate labor costs.
61 | 3 | 3 | MB | 03 | FB | ST | L | Shop Fab CM6MB: 3" Sch Standard or less | 613-MB-03FB-ST-L | LF | NO | NO | n/a | 2020 | DIRECT LABOR | Active | Shop Fab Chrome Pipe 2% - 6% | Shop Fab Chrome Pipe 2% - 6% Medium Bore |  |  |  |  | 5000 | Pipe Fabrication | 613MB03FBSTL | Direct field labor for Shop Fab CMMB: 3" Sch Standard or less.
61 | 3 | 3 | MB | 03 | FB | XH | L | Shop Fab CM6MB: 3" Sch XH | 613-MB-03FB-XH-L | LF | NO | NO | n/a | 2020 | DIRECT LABOR | Active | Shop Fab Chrome Pipe 2% - 6% | Shop Fab Chrome Pipe 2% - 6% Medium Bore |  |  |  |  | 5000 | Pipe Fabrication | 613MB03FBXHL | Direct field labor for Shop Fab CMMB: 3" Sch XH.
61 | 3 | 3 | MB | 03 | FB | XX | L | Shop Fab CM6MB: 3" Sch XXH | 613-MB-03FB-XX-L | LF | NO | NO | n/a | 2020 | DIRECT LABOR | Active | Shop Fab Chrome Pipe 2% - 6% | Shop Fab Chrome Pipe 2% - 6% Medium Bore |  |  |  |  | 5000 | Pipe Fabrication | 613MB03FBXXL | Direct field labor for Shop Fab CMMB: 3" Sch XXH.
61 | 3 | 3 | MB | 04 | 00 | ST | L | Shop Fab Chrome Pipe 2% - 6% Medium Bore 4" | 613-MB-0400-ST-L | LF | NO | NO | n/a | 2020 | DIRECT LABOR | Active | Shop Fab Chrome Pipe 2% - 6% | Shop Fab Chrome Pipe 2% - 6% Medium Bore |  |  |  |  | 5000 | Pipe Fabrication | 613MB0400STL | Summary of Shop Fab Chrome Pipe 2% - 6% Medium Bore 4" labor costs.
61 | 3 | 3 | MB | 04 | FB | 00 | L | Shop Fab Chrome Pipe 2% - 6% Medium Bore 4" - Shop Fabricate | 613-MB-04FB-00-L | LF | NO | NO | n/a | 2020 | DIRECT LABOR | Active | Shop Fab Chrome Pipe 2% - 6% | Shop Fab Chrome Pipe 2% - 6% Medium Bore |  |  |  |  | 5000 | Pipe Fabrication | 613MB04FB00L | Summary of Shop Fab Chrome Pipe 2% - 6% Medium Bore 4" - Shop Fabricate labor costs.
61 | 3 | 3 | MB | 04 | FB | ST | L | Shop Fab CM6MB: 4" Sch Standard or less | 613-MB-04FB-ST-L | LF | NO | NO | n/a | 2020 | DIRECT LABOR | Active | Shop Fab Chrome Pipe 2% - 6% | Shop Fab Chrome Pipe 2% - 6% Medium Bore |  |  |  |  | 5000 | Pipe Fabrication | 613MB04FBSTL | Direct field labor for Shop Fab CMMB: 4" Sch Standard or less.
61 | 3 | 3 | MB | 04 | FB | XH | L | Shop Fab CM6MB: 4" Sch XH | 613-MB-04FB-XH-L | LF | NO | NO | n/a | 2020 | DIRECT LABOR | Active | Shop Fab Chrome Pipe 2% - 6% | Shop Fab Chrome Pipe 2% - 6% Medium Bore |  |  |  |  | 5000 | Pipe Fabrication | 613MB04FBXHL | Direct field labor for Shop Fab CMMB: 4" Sch XH.
61 | 3 | 3 | MB | 04 | FB | XX | L | Shop Fab CM6MB: 4" Sch XXH | 613-MB-04FB-XX-L | LF | NO | NO | n/a | 2020 | DIRECT LABOR | Active | Shop Fab Chrome Pipe 2% - 6% | Shop Fab Chrome Pipe 2% - 6% Medium Bore |  |  |  |  | 5000 | Pipe Fabrication | 613MB04FBXXL | Direct field labor for Shop Fab CMMB: 4" Sch XXH.
61 | 3 | 3 | MB | 06 | 00 | ST | L | Shop Fab Chrome Pipe 2% - 6% Medium Bore 6" | 613-MB-0600-ST-L | LF | NO | NO | n/a | 2020 | DIRECT LABOR | Active | Shop Fab Chrome Pipe 2% - 6% | Shop Fab Chrome Pipe 2% - 6% Medium Bore |  |  |  |  | 5000 | Pipe Fabrication | 613MB0600STL | Summary of Shop Fab Chrome Pipe 2% - 6% Medium Bore 6" labor costs.
61 | 3 | 3 | MB | 06 | FB | 00 | L | Shop Fab Chrome Pipe 2% - 6% Medium Bore 6" - Shop Fabricate | 613-MB-06FB-00-L | LF | NO | NO | n/a | 2020 | DIRECT LABOR | Active | Shop Fab Chrome Pipe 2% - 6% | Shop Fab Chrome Pipe 2% - 6% Medium Bore |  |  |  |  | 5000 | Pipe Fabrication | 613MB06FB00L | Summary of Shop Fab Chrome Pipe 2% - 6% Medium Bore 6" - Shop Fabricate labor costs.
61 | 3 | 3 | MB | 06 | FB | ST | L | Shop Fab CM6MB: 6" Sch Standard or less | 613-MB-06FB-ST-L | LF | NO | NO | n/a | 2020 | DIRECT LABOR | Active | Shop Fab Chrome Pipe 2% - 6% | Shop Fab Chrome Pipe 2% - 6% Medium Bore |  |  |  |  | 5000 | Pipe Fabrication | 613MB06FBSTL | Direct field labor for Shop Fab CMMB: 6" Sch Standard or less.
61 | 3 | 3 | MB | 06 | FB | XH | L | Shop Fab CM6MB: 6" Sch XH | 613-MB-06FB-XH-L | LF | NO | NO | n/a | 2020 | DIRECT LABOR | Active | Shop Fab Chrome Pipe 2% - 6% | Shop Fab Chrome Pipe 2% - 6% Medium Bore |  |  |  |  | 5000 | Pipe Fabrication | 613MB06FBXHL | Direct field labor for Shop Fab CMMB: 6" Sch XH.
61 | 3 | 3 | MB | 06 | FB | XX | L | Shop Fab CM6MB: 6" Sch XXH | 613-MB-06FB-XX-L | LF | NO | NO | n/a | 2020 | DIRECT LABOR | Active | Shop Fab Chrome Pipe 2% - 6% | Shop Fab Chrome Pipe 2% - 6% Medium Bore |  |  |  |  | 5000 | Pipe Fabrication | 613MB06FBXXL | Direct field labor for Shop Fab CMMB: 6" Sch XXH.
61 | 3 | 3 | MB | 08 | 00 | ST | L | Shop Fab Chrome Pipe 2% - 6% Medium Bore 8" | 613-MB-0800-ST-L | LF | NO | NO | n/a | 2020 | DIRECT LABOR | Active | Shop Fab Chrome Pipe 2% - 6% | Shop Fab Chrome Pipe 2% - 6% Medium Bore |  |  |  |  | 5000 | Pipe Fabrication | 613MB0800STL | Summary of Shop Fab Chrome Pipe 2% - 6% Medium Bore 8" labor costs.
61 | 3 | 3 | MB | 08 | FB | 00 | L | Shop Fab Chrome Pipe 2% - 6% Medium Bore 8" - Shop Fabricate | 613-MB-08FB-00-L | LF | NO | NO | n/a | 2020 | DIRECT LABOR | Active | Shop Fab Chrome Pipe 2% - 6% | Shop Fab Chrome Pipe 2% - 6% Medium Bore |  |  |  |  | 5000 | Pipe Fabrication | 613MB08FB00L | Summary of Shop Fab Chrome Pipe 2% - 6% Medium Bore 8" - Shop Fabricate labor costs.
61 | 3 | 3 | MB | 08 | FB | ST | L | Shop Fab CM6MB: 8" Sch Standard or less | 613-MB-08FB-ST-L | LF | NO | NO | n/a | 2020 | DIRECT LABOR | Active | Shop Fab Chrome Pipe 2% - 6% | Shop Fab Chrome Pipe 2% - 6% Medium Bore |  |  |  |  | 5000 | Pipe Fabrication | 613MB08FBSTL | Direct field labor for Shop Fab CMMB: 8" Sch Standard or less.
61 | 3 | 3 | MB | 08 | FB | XH | L | Shop Fab CM6MB: 8" Sch XH | 613-MB-08FB-XH-L | LF | NO | NO | n/a | 2020 | DIRECT LABOR | Active | Shop Fab Chrome Pipe 2% - 6% | Shop Fab Chrome Pipe 2% - 6% Medium Bore |  |  |  |  | 5000 | Pipe Fabrication | 613MB08FBXHL | Direct field labor for Shop Fab CMMB: 8" Sch XH.
61 | 3 | 3 | MB | 08 | FB | XX | L | Shop Fab CM6MB: 8" Sch XXH | 613-MB-08FB-XX-L | LF | NO | NO | n/a | 2020 | DIRECT LABOR | Active | Shop Fab Chrome Pipe 2% - 6% | Shop Fab Chrome Pipe 2% - 6% Medium Bore |  |  |  |  | 5000 | Pipe Fabrication | 613MB08FBXXL | Direct field labor for Shop Fab CMMB: 8" Sch XXH.
61 | 3 | 3 | MB | 10 | 00 | ST | L | Shop Fab Chrome Pipe 2% - 6% Medium Bore 10" | 613-MB-1000-ST-L | LF | NO | NO | n/a | 2020 | DIRECT LABOR | Active | Shop Fab Chrome Pipe 2% - 6% | Shop Fab Chrome Pipe 2% - 6% Medium Bore |  |  |  |  | 5000 | Pipe Fabrication | 613MB1000STL | Summary of Shop Fab Chrome Pipe 2% - 6% Medium Bore 10" labor costs.
61 | 3 | 3 | MB | 10 | FB | 00 | L | Shop Fab Chrome Pipe 2% - 6% Medium Bore 10" - Shop Fabricate | 613-MB-10FB-00-L | LF | NO | NO | n/a | 2020 | DIRECT LABOR | Active | Shop Fab Chrome Pipe 2% - 6% | Shop Fab Chrome Pipe 2% - 6% Medium Bore |  |  |  |  | 5000 | Pipe Fabrication | 613MB10FB00L | Summary of Shop Fab Chrome Pipe 2% - 6% Medium Bore 10" - Shop Fabricate labor costs.
61 | 3 | 3 | MB | 10 | FB | ST | L | Shop Fab CM6MB: 10" Sch Standard or less | 613-MB-10FB-ST-L | LF | NO | NO | n/a | 2020 | DIRECT LABOR | Active | Shop Fab Chrome Pipe 2% - 6% | Shop Fab Chrome Pipe 2% - 6% Medium Bore |  |  |  |  | 5000 | Pipe Fabrication | 613MB10FBSTL | Direct field labor for Shop Fab CMMB: 10" Sch Standard or less.
61 | 3 | 3 | MB | 10 | FB | XH | L | Shop Fab CM6MB: 10" Sch XH | 613-MB-10FB-XH-L | LF | NO | NO | n/a | 2020 | DIRECT LABOR | Active | Shop Fab Chrome Pipe 2% - 6% | Shop Fab Chrome Pipe 2% - 6% Medium Bore |  |  |  |  | 5000 | Pipe Fabrication | 613MB10FBXHL | Direct field labor for Shop Fab CMMB: 10" Sch XH.
61 | 3 | 3 | MB | 10 | FB | XX | L | Shop Fab CM6MB: 10" Sch XXH | 613-MB-10FB-XX-L | LF | NO | NO | n/a | 2020 | DIRECT LABOR | Active | Shop Fab Chrome Pipe 2% - 6% | Shop Fab Chrome Pipe 2% - 6% Medium Bore |  |  |  |  | 5000 | Pipe Fabrication | 613MB10FBXXL | Direct field labor for Shop Fab CMMB: 10" Sch XXH.
61 | 3 | 3 | SB | 00 | 00 | SB | L | Shop Fab Chrome Pipe 2% - 6% Small Bore | 613-SB-0000-SB-L | LF | NO | NO | n/a | 2020 | DIRECT LABOR | Active | Shop Fab Chrome Pipe 2% - 6% | Shop Fab Chrome Pipe 2% - 6% Small Bore |  |  |  |  | 5000 | Pipe Fabrication | 613SB0000SBL | Summary of Shop Fab Chrome Pipe 2% - 6% Small Bore labor costs.
61 | 3 | 3 | SB | 05 | 00 | ST | L | Shop Fab Chrome Pipe 2% - 6% Small Bore .5" | 613-SB-0500-ST-L | LF | NO | NO | n/a | 2020 | DIRECT LABOR | Active | Shop Fab Chrome Pipe 2% - 6% | Shop Fab Chrome Pipe 2% - 6% Small Bore |  |  |  |  | 5000 | Pipe Fabrication | 613SB0500STL | Summary of Shop Fab Chrome Pipe 2% - 6% Small Bore .5" labor costs.
61 | 3 | 3 | SB | 05 | FB | 00 | L | Shop Fab Chrome Pipe 2% - 6% Small Bore .5" - Shop Fabricate | 613-SB-05FB-00-L | LF | NO | NO | n/a | 2020 | DIRECT LABOR | Active | Shop Fab Chrome Pipe 2% - 6% | Shop Fab Chrome Pipe 2% - 6% Small Bore |  |  |  |  | 5000 | Pipe Fabrication | 613SB05FB00L | Summary of Shop Fab Chrome Pipe 2% - 6% Small Bore .5" - Shop Fabricate labor costs.
61 | 3 | 3 | SB | 05 | FB | ST | L | Shop Fab CM6SB: .5" Sch Standard or less | 613-SB-05FB-ST-L | LF | NO | NO | n/a | 2020 | DIRECT LABOR | Active | Shop Fab Chrome Pipe 2% - 6% | Shop Fab Chrome Pipe 2% - 6% Small Bore |  |  |  |  | 5000 | Pipe Fabrication | 613SB05FBSTL | Direct field labor for Shop Fab CMSB: .5" Sch Standard or less.
61 | 3 | 3 | SB | 05 | FB | XH | L | Shop Fab CM6SB: .5" Sch XH | 613-SB-05FB-XH-L | LF | NO | NO | n/a | 2020 | DIRECT LABOR | Active | Shop Fab Chrome Pipe 2% - 6% | Shop Fab Chrome Pipe 2% - 6% Small Bore |  |  |  |  | 5000 | Pipe Fabrication | 613SB05FBXHL | Direct field labor for Shop Fab CMSB: .5" Sch XH.
61 | 3 | 3 | SB | 05 | FB | XX | L | Shop Fab CM6SB: .5" Sch XXH | 613-SB-05FB-XX-L | LF | NO | NO | n/a | 2020 | DIRECT LABOR | Active | Shop Fab Chrome Pipe 2% - 6% | Shop Fab Chrome Pipe 2% - 6% Small Bore |  |  |  |  | 5000 | Pipe Fabrication | 613SB05FBXXL | Direct field labor for Shop Fab CMSB: .5" Sch XXH.
61 | 3 | 3 | SB | 07 | 00 | ST | L | Shop Fab Chrome Pipe 2% - 6% Small Bore .75" | 613-SB-0700-ST-L | LF | NO | NO | n/a | 2020 | DIRECT LABOR | Active | Shop Fab Chrome Pipe 2% - 6% | Shop Fab Chrome Pipe 2% - 6% Small Bore |  |  |  |  | 5000 | Pipe Fabrication | 613SB0700STL | Summary of Shop Fab Chrome Pipe 2% - 6% Small Bore .75" labor costs.
61 | 3 | 3 | SB | 07 | FB | 00 | L | Shop Fab Chrome Pipe 2% - 6% Small Bore .75" - Shop Fabricate | 613-SB-07FB-00-L | LF | NO | NO | n/a | 2020 | DIRECT LABOR | Active | Shop Fab Chrome Pipe 2% - 6% | Shop Fab Chrome Pipe 2% - 6% Small Bore |  |  |  |  | 5000 | Pipe Fabrication | 613SB07FB00L | Summary of Shop Fab Chrome Pipe 2% - 6% Small Bore .75" - Shop Fabricate labor costs.
61 | 3 | 3 | SB | 07 | FB | ST | L | Shop Fab CM6SB: .75" Sch Standard or less | 613-SB-07FB-ST-L | LF | NO | NO | n/a | 2020 | DIRECT LABOR | Active | Shop Fab Chrome Pipe 2% - 6% | Shop Fab Chrome Pipe 2% - 6% Small Bore |  |  |  |  | 5000 | Pipe Fabrication | 613SB07FBSTL | Direct field labor for Shop Fab CMSB: .75" Sch Standard or less.
61 | 3 | 3 | SB | 07 | FB | XH | L | Shop Fab CM6SB: .75" Sch XH | 613-SB-07FB-XH-L | LF | NO | NO | n/a | 2020 | DIRECT LABOR | Active | Shop Fab Chrome Pipe 2% - 6% | Shop Fab Chrome Pipe 2% - 6% Small Bore |  |  |  |  | 5000 | Pipe Fabrication | 613SB07FBXHL | Direct field labor for Shop Fab CMSB: .75" Sch XH.
61 | 3 | 3 | SB | 07 | FB | XX | L | Shop Fab CM6SB: .75" Sch XXH | 613-SB-07FB-XX-L | LF | NO | NO | n/a | 2020 | DIRECT LABOR | Active | Shop Fab Chrome Pipe 2% - 6% | Shop Fab Chrome Pipe 2% - 6% Small Bore |  |  |  |  | 5000 | Pipe Fabrication | 613SB07FBXXL | Direct field labor for Shop Fab CMSB: .75" Sch XXH.
61 | 3 | 3 | SB | 10 | 00 | ST | L | Shop Fab Chrome Pipe 2% - 6% Small Bore 1" | 613-SB-1000-ST-L | LF | NO | NO | n/a | 2020 | DIRECT LABOR | Active | Shop Fab Chrome Pipe 2% - 6% | Shop Fab Chrome Pipe 2% - 6% Small Bore |  |  |  |  | 5000 | Pipe Fabrication | 613SB1000STL | Summary of Shop Fab Chrome Pipe 2% - 6% Small Bore 1" labor costs.
61 | 3 | 3 | SB | 10 | FB | 00 | L | Shop Fab Chrome Pipe 2% - 6% Small Bore 1" - Shop Fabricate | 613-SB-10FB-00-L | LF | NO | NO | n/a | 2020 | DIRECT LABOR | Active | Shop Fab Chrome Pipe 2% - 6% | Shop Fab Chrome Pipe 2% - 6% Small Bore |  |  |  |  | 5000 | Pipe Fabrication | 613SB10FB00L | Summary of Shop Fab Chrome Pipe 2% - 6% Small Bore 1" - Shop Fabricate labor costs.
61 | 3 | 3 | SB | 10 | FB | ST | L | Shop Fab CM6SB: 1" Sch Standard or less | 613-SB-10FB-ST-L | LF | NO | NO | n/a | 2020 | DIRECT LABOR | Active | Shop Fab Chrome Pipe 2% - 6% | Shop Fab Chrome Pipe 2% - 6% Small Bore |  |  |  |  | 5000 | Pipe Fabrication | 613SB10FBSTL | Direct field labor for Shop Fab CMSB: 1" Sch Standard or less.
61 | 3 | 3 | SB | 10 | FB | XH | L | Shop Fab CM6SB: 1" Sch XH | 613-SB-10FB-XH-L | LF | NO | NO | n/a | 2020 | DIRECT LABOR | Active | Shop Fab Chrome Pipe 2% - 6% | Shop Fab Chrome Pipe 2% - 6% Small Bore |  |  |  |  | 5000 | Pipe Fabrication | 613SB10FBXHL | Direct field labor for Shop Fab CMSB: 1" Sch XH.
61 | 3 | 3 | SB | 10 | FB | XX | L | Shop Fab CM6SB: 1" Sch XXH | 613-SB-10FB-XX-L | LF | NO | NO | n/a | 2020 | DIRECT LABOR | Active | Shop Fab Chrome Pipe 2% - 6% | Shop Fab Chrome Pipe 2% - 6% Small Bore |  |  |  |  | 5000 | Pipe Fabrication | 613SB10FBXXL | Direct field labor for Shop Fab CMSB: 1" Sch XXH.
61 | 3 | 3 | SB | 15 | 00 | ST | L | Shop Fab Chrome Pipe 2% - 6% Small Bore 1.5" | 613-SB-1500-ST-L | LF | NO | NO | n/a | 2020 | DIRECT LABOR | Active | Shop Fab Chrome Pipe 2% - 6% | Shop Fab Chrome Pipe 2% - 6% Small Bore |  |  |  |  | 5000 | Pipe Fabrication | 613SB1500STL | Summary of Shop Fab Chrome Pipe 2% - 6% Small Bore 1.5" labor costs.
61 | 3 | 3 | SB | 15 | FB | 00 | L | Shop Fab Chrome Pipe 2% - 6% Small Bore 1.5" - Shop Fabricate | 613-SB-15FB-00-L | LF | NO | NO | n/a | 2020 | DIRECT LABOR | Active | Shop Fab Chrome Pipe 2% - 6% | Shop Fab Chrome Pipe 2% - 6% Small Bore |  |  |  |  | 5000 | Pipe Fabrication | 613SB15FB00L | Summary of Shop Fab Chrome Pipe 2% - 6% Small Bore 1.5" - Shop Fabricate labor costs.
61 | 3 | 3 | SB | 15 | FB | ST | L | Shop Fab CM6SB: 1.5" Sch Standard or less | 613-SB-15FB-ST-L | LF | NO | NO | n/a | 2020 | DIRECT LABOR | Active | Shop Fab Chrome Pipe 2% - 6% | Shop Fab Chrome Pipe 2% - 6% Small Bore |  |  |  |  | 5000 | Pipe Fabrication | 613SB15FBSTL | Direct field labor for Shop Fab CMSB: 1.5" Sch Standard or less.
61 | 3 | 3 | SB | 15 | FB | XH | L | Shop Fab CM6SB: 1.5" Sch XH | 613-SB-15FB-XH-L | LF | NO | NO | n/a | 2020 | DIRECT LABOR | Active | Shop Fab Chrome Pipe 2% - 6% | Shop Fab Chrome Pipe 2% - 6% Small Bore |  |  |  |  | 5000 | Pipe Fabrication | 613SB15FBXHL | Direct field labor for Shop Fab CMSB: 1.5" Sch XH.
61 | 3 | 3 | SB | 15 | FB | XX | L | Shop Fab CM6SB: 1.5" Sch XXH | 613-SB-15FB-XX-L | LF | NO | NO | n/a | 2020 | DIRECT LABOR | Active | Shop Fab Chrome Pipe 2% - 6% | Shop Fab Chrome Pipe 2% - 6% Small Bore |  |  |  |  | 5000 | Pipe Fabrication | 613SB15FBXXL | Direct field labor for Shop Fab CMSB: 1.5" Sch XXH.
61 | 3 | 3 | SB | 20 | 00 | ST | L | Shop Fab Chrome Pipe 2% - 6% Small Bore 2" | 613-SB-2000-ST-L | LF | NO | NO | n/a | 2020 | DIRECT LABOR | Active | Shop Fab Chrome Pipe 2% - 6% | Shop Fab Chrome Pipe 2% - 6% Small Bore |  |  |  |  | 5000 | Pipe Fabrication | 613SB2000STL | Summary of Shop Fab Chrome Pipe 2% - 6% Small Bore 2" labor costs.
61 | 3 | 3 | SB | 20 | FB | 00 | L | Shop Fab Chrome Pipe 2% - 6% Small Bore 2" - Shop Fabricate | 613-SB-20FB-00-L | LF | NO | NO | n/a | 2020 | DIRECT LABOR | Active | Shop Fab Chrome Pipe 2% - 6% | Shop Fab Chrome Pipe 2% - 6% Small Bore |  |  |  |  | 5000 | Pipe Fabrication | 613SB20FB00L | Summary of Shop Fab Chrome Pipe 2% - 6% Small Bore 2" - Shop Fabricate labor costs.
61 | 3 | 3 | SB | 20 | FB | ST | L | Shop Fab CM6SB: 2" Sch Standard or less | 613-SB-20FB-ST-L | LF | NO | NO | n/a | 2020 | DIRECT LABOR | Active | Shop Fab Chrome Pipe 2% - 6% | Shop Fab Chrome Pipe 2% - 6% Small Bore |  |  |  |  | 5000 | Pipe Fabrication | 613SB20FBSTL | Direct field labor for Shop Fab CMSB: 2" Sch Standard or less.
61 | 3 | 3 | SB | 20 | FB | XH | L | Shop Fab CM6SB: 2" Sch XH | 613-SB-20FB-XH-L | LF | NO | NO | n/a | 2020 | DIRECT LABOR | Active | Shop Fab Chrome Pipe 2% - 6% | Shop Fab Chrome Pipe 2% - 6% Small Bore |  |  |  |  | 5000 | Pipe Fabrication | 613SB20FBXHL | Direct field labor for Shop Fab CMSB: 2" Sch XH.
61 | 3 | 3 | SB | 20 | FB | XX | L | Shop Fab CM6SB: 2" Sch XXH | 613-SB-20FB-XX-L | LF | NO | NO | n/a | 2020 | DIRECT LABOR | Active | Shop Fab Chrome Pipe 2% - 6% | Shop Fab Chrome Pipe 2% - 6% Small Bore |  |  |  |  | 5000 | Pipe Fabrication | 613SB20FBXXL | Direct field labor for Shop Fab CMSB: 2" Sch XXH.
61 | 3 | 3 | SB | 25 | 00 | ST | L | Shop Fab Chrome Pipe 2% - 6% Small Bore 2.5" | 613-SB-2500-ST-L | LF | NO | NO | n/a | 2020 | DIRECT LABOR | Active | Shop Fab Chrome Pipe 2% - 6% | Shop Fab Chrome Pipe 2% - 6% Small Bore |  |  |  |  | 5000 | Pipe Fabrication | 613SB2500STL | Summary of Shop Fab Chrome Pipe 2% - 6% Small Bore 2.5" labor costs.
61 | 3 | 3 | SB | 25 | FB | 00 | L | Shop Fab Chrome Pipe 2% - 6% Small Bore 2.5" - Shop Fabricate | 613-SB-25FB-00-L | LF | NO | NO | n/a | 2020 | DIRECT LABOR | Active | Shop Fab Chrome Pipe 2% - 6% | Shop Fab Chrome Pipe 2% - 6% Small Bore |  |  |  |  | 5000 | Pipe Fabrication | 613SB25FB00L | Summary of Shop Fab Chrome Pipe 2% - 6% Small Bore 2.5" - Shop Fabricate labor costs.
61 | 3 | 3 | SB | 25 | FB | ST | L | Shop Fab CM6SB: 2.5" Sch Standard or less | 613-SB-25FB-ST-L | LF | NO | NO | n/a | 2020 | DIRECT LABOR | Active | Shop Fab Chrome Pipe 2% - 6% | Shop Fab Chrome Pipe 2% - 6% Small Bore |  |  |  |  | 5000 | Pipe Fabrication | 613SB25FBSTL | Direct field labor for Shop Fab CMSB: 2.5" Sch Standard or less.
61 | 3 | 3 | SB | 25 | FB | XH | L | Shop Fab CM6SB: 2.5" Sch XH | 613-SB-25FB-XH-L | LF | NO | NO | n/a | 2020 | DIRECT LABOR | Active | Shop Fab Chrome Pipe 2% - 6% | Shop Fab Chrome Pipe 2% - 6% Small Bore |  |  |  |  | 5000 | Pipe Fabrication | 613SB25FBXHL | Direct field labor for Shop Fab CMSB: 2.5" Sch XH.
61 | 3 | 3 | SB | 25 | FB | XX | L | Shop Fab CM6SB: 2.5" Sch XXH | 613-SB-25FB-XX-L | LF | NO | NO | n/a | 2020 | DIRECT LABOR | Active | Shop Fab Chrome Pipe 2% - 6% | Shop Fab Chrome Pipe 2% - 6% Small Bore |  |  |  |  | 5000 | Pipe Fabrication | 613SB25FBXXL | Direct field labor for Shop Fab CMSB: 2.5" Sch XXH.
61 | 3 | 3 | XB | 00 | 00 | XB | L | Shop Fab Chrome Pipe 2% - 6% X-tra Large Bore | 613-XB-0000-XB-L | LF | NO | NO | n/a | 2020 | DIRECT LABOR | Active | Shop Fab Chrome Pipe 2% - 6% | Shop Fab Chrome Pipe 2% - 6% X-tra Large Bore |  |  |  |  | 5000 | Pipe Fabrication | 613XB0000XBL | Summary of Shop Fab Chrome Pipe 2% - 6% X-tra Large Bore labor costs.
61 | 3 | 3 | XB | 30 | 00 | ST | L | Shop Fab Chrome Pipe 2% - 6% X-tra Large Bore 30" | 613-XB-3000-ST-L | LF | NO | NO | n/a | 2020 | DIRECT LABOR | Active | Shop Fab Chrome Pipe 2% - 6% | Shop Fab Chrome Pipe 2% - 6% X-tra Large Bore |  |  |  |  | 5000 | Pipe Fabrication | 613XB3000STL | Summary of Shop Fab Chrome Pipe 2% - 6% X-tra Large Bore 30" labor costs.
61 | 3 | 3 | XB | 30 | FB | 00 | L | Shop Fab Chrome Pipe 2% - 6% X-tra Large Bore 30" - Shop Fabricate | 613-XB-30FB-00-L | LF | NO | NO | n/a | 2020 | DIRECT LABOR | Active | Shop Fab Chrome Pipe 2% - 6% | Shop Fab Chrome Pipe 2% - 6% X-tra Large Bore |  |  |  |  | 5000 | Pipe Fabrication | 613XB30FB00L | Summary of Shop Fab Chrome Pipe 2% - 6% X-tra Large Bore 30" - Shop Fabricate labor costs.
61 | 3 | 3 | XB | 30 | FB | ST | L | Shop Fab CM6XB: 30" Sch Standard or less | 613-XB-30FB-ST-L | LF | NO | NO | n/a | 2020 | DIRECT LABOR | Active | Shop Fab Chrome Pipe 2% - 6% | Shop Fab Chrome Pipe 2% - 6% X-tra Large Bore |  |  |  |  | 5000 | Pipe Fabrication | 613XB30FBSTL | Direct field labor for Shop Fab CMXB: 30" Sch Standard or less.
61 | 3 | 3 | XB | 30 | FB | XH | L | Shop Fab CM6XB: 30" Sch XH | 613-XB-30FB-XH-L | LF | NO | NO | n/a | 2020 | DIRECT LABOR | Active | Shop Fab Chrome Pipe 2% - 6% | Shop Fab Chrome Pipe 2% - 6% X-tra Large Bore |  |  |  |  | 5000 | Pipe Fabrication | 613XB30FBXHL | Direct field labor for Shop Fab CMXB: 30" Sch XH.
61 | 3 | 3 | XB | 30 | FB | XX | L | Shop Fab CM6XB: 30" Sch XXH | 613-XB-30FB-XX-L | LF | NO | NO | n/a | 2020 | DIRECT LABOR | Active | Shop Fab Chrome Pipe 2% - 6% | Shop Fab Chrome Pipe 2% - 6% X-tra Large Bore |  |  |  |  | 5000 | Pipe Fabrication | 613XB30FBXXL | Direct field labor for Shop Fab CMXB: 30" Sch XXH.
61 | 3 | 3 | XB | 36 | 00 | ST | L | Shop Fab Chrome Pipe 2% - 6% X-tra Large Bore 36" | 613-XB-3600-ST-L | LF | NO | NO | n/a | 2020 | DIRECT LABOR | Active | Shop Fab Chrome Pipe 2% - 6% | Shop Fab Chrome Pipe 2% - 6% X-tra Large Bore |  |  |  |  | 5000 | Pipe Fabrication | 613XB3600STL | Summary of Shop Fab Chrome Pipe 2% - 6% X-tra Large Bore 36" labor costs.
61 | 3 | 3 | XB | 36 | FB | 00 | L | Shop Fab Chrome Pipe 2% - 6% X-tra Large Bore 36" - Shop Fabricate | 613-XB-36FB-00-L | LF | NO | NO | n/a | 2020 | DIRECT LABOR | Active | Shop Fab Chrome Pipe 2% - 6% | Shop Fab Chrome Pipe 2% - 6% X-tra Large Bore |  |  |  |  | 5000 | Pipe Fabrication | 613XB36FB00L | Summary of Shop Fab Chrome Pipe 2% - 6% X-tra Large Bore 36" - Shop Fabricate labor costs.
61 | 3 | 3 | XB | 36 | FB | ST | L | Shop Fab CM6XB: 36" Sch Standard or less | 613-XB-36FB-ST-L | LF | NO | NO | n/a | 2020 | DIRECT LABOR | Active | Shop Fab Chrome Pipe 2% - 6% | Shop Fab Chrome Pipe 2% - 6% X-tra Large Bore |  |  |  |  | 5000 | Pipe Fabrication | 613XB36FBSTL | Direct field labor for Shop Fab CMXB: 36" Sch Standard or less.
61 | 3 | 3 | XB | 36 | FB | XH | L | Shop Fab CM6XB: 36" Sch XH | 613-XB-36FB-XH-L | LF | NO | NO | n/a | 2020 | DIRECT LABOR | Active | Shop Fab Chrome Pipe 2% - 6% | Shop Fab Chrome Pipe 2% - 6% X-tra Large Bore |  |  |  |  | 5000 | Pipe Fabrication | 613XB36FBXHL | Direct field labor for Shop Fab CMXB: 36" Sch XH.
61 | 3 | 3 | XB | 36 | FB | XX | L | Shop Fab CM6XB: 36" Sch XXH | 613-XB-36FB-XX-L | LF | NO | NO | n/a | 2020 | DIRECT LABOR | Active | Shop Fab Chrome Pipe 2% - 6% | Shop Fab Chrome Pipe 2% - 6% X-tra Large Bore |  |  |  |  | 5000 | Pipe Fabrication | 613XB36FBXXL | Direct field labor for Shop Fab CMXB: 36" Sch XXH.
61 | 3 | 3 | XB | 42 | 00 | ST | L | Shop Fab Chrome Pipe 2% - 6% X-tra Large Bore 42" | 613-XB-4200-ST-L | LF | NO | NO | n/a | 2020 | DIRECT LABOR | Active | Shop Fab Chrome Pipe 2% - 6% | Shop Fab Chrome Pipe 2% - 6% X-tra Large Bore |  |  |  |  | 5000 | Pipe Fabrication | 613XB4200STL | Summary of Shop Fab Chrome Pipe 2% - 6% X-tra Large Bore 42" labor costs.
61 | 3 | 3 | XB | 42 | FB | 00 | L | Shop Fab Chrome Pipe 2% - 6% X-tra Large Bore 42" - Shop Fabricate | 613-XB-42FB-00-L | LF | NO | NO | n/a | 2020 | DIRECT LABOR | Active | Shop Fab Chrome Pipe 2% - 6% | Shop Fab Chrome Pipe 2% - 6% X-tra Large Bore |  |  |  |  | 5000 | Pipe Fabrication | 613XB42FB00L | Summary of Shop Fab Chrome Pipe 2% - 6% X-tra Large Bore 42" - Shop Fabricate labor costs.
61 | 3 | 3 | XB | 42 | FB | ST | L | Shop Fab CM6XB: 42" Sch Standard or less | 613-XB-42FB-ST-L | LF | NO | NO | n/a | 2020 | DIRECT LABOR | Active | Shop Fab Chrome Pipe 2% - 6% | Shop Fab Chrome Pipe 2% - 6% X-tra Large Bore |  |  |  |  | 5000 | Pipe Fabrication | 613XB42FBSTL | Direct field labor for Shop Fab CMXB: 42" Sch Standard or less.
61 | 3 | 3 | XB | 42 | FB | XH | L | Shop Fab CM6XB: 42" Sch XH | 613-XB-42FB-XH-L | LF | NO | NO | n/a | 2020 | DIRECT LABOR | Active | Shop Fab Chrome Pipe 2% - 6% | Shop Fab Chrome Pipe 2% - 6% X-tra Large Bore |  |  |  |  | 5000 | Pipe Fabrication | 613XB42FBXHL | Direct field labor for Shop Fab CMXB: 42" Sch XH.
61 | 4 | 3 | XB | 42 | FB | XX | L | Shop Fab CM6XB: 42" Sch XXH | 613-XB-42FB-XX-L | LF | NO | NO | n/a | 2020 | DIRECT LABOR | Active | Shop Fab Chrome Pipe 2% - 6% | Shop Fab Chrome Pipe 2% - 6% X-tra Large Bore |  |  |  |  | 5000 | Pipe Fabrication | 613XB42FBXXL | Direct field labor for Shop Fab CMXB: 42" Sch XXH.
61 | 4 | 3 | XB | 48 | 00 | ST | L | Shop Fab Chrome Pipe 2% - 6% X-tra Large Bore 48" | 613-XB-4800-ST-L | LF | NO | NO | n/a | 2020 | DIRECT LABOR | Active | Shop Fab Chrome Pipe 2% - 6% | Shop Fab Chrome Pipe 2% - 6% X-tra Large Bore |  |  |  |  | 5000 | Pipe Fabrication | 613XB4800STL | Summary of Shop Fab Chrome Pipe 2% - 6% X-tra Large Bore 48" labor costs.
61 | 4 | 3 | XB | 48 | FB | 00 | L | Shop Fab Chrome Pipe 2% - 6% X-tra Large Bore 48" - Shop Fabricate | 613-XB-48FB-00-L | LF | NO | NO | n/a | 2020 | DIRECT LABOR | Active | Shop Fab Chrome Pipe 2% - 6% | Shop Fab Chrome Pipe 2% - 6% X-tra Large Bore |  |  |  |  | 5000 | Pipe Fabrication | 613XB48FB00L | Summary of Shop Fab Chrome Pipe 2% - 6% X-tra Large Bore 48" - Shop Fabricate labor costs.
61 | 4 | 3 | XB | 48 | FB | ST | L | Shop Fab CM6XB: 48" Sch Standard or less | 613-XB-48FB-ST-L | LF | NO | NO | n/a | 2020 | DIRECT LABOR | Active | Shop Fab Chrome Pipe 2% - 6% | Shop Fab Chrome Pipe 2% - 6% X-tra Large Bore |  |  |  |  | 5000 | Pipe Fabrication | 613XB48FBSTL | Direct field labor for Shop Fab CMXB: 48" Sch Standard or less.
61 | 4 | 3 | XB | 48 | FB | XH | L | Shop Fab CM6XB: 48" Sch XH | 613-XB-48FB-XH-L | LF | NO | NO | n/a | 2020 | DIRECT LABOR | Active | Shop Fab Chrome Pipe 2% - 6% | Shop Fab Chrome Pipe 2% - 6% X-tra Large Bore |  |  |  |  | 5000 | Pipe Fabrication | 613XB48FBXHL | Direct field labor for Shop Fab CMXB: 48" Sch XH.
61 | 4 | 3 | XB | 48 | FB | XX | L | Shop Fab CM6XB: 48" Sch XXH | 613-XB-48FB-XX-L | LF | NO | NO | n/a | 2020 | DIRECT LABOR | Active | Shop Fab Chrome Pipe 2% - 6% | Shop Fab Chrome Pipe 2% - 6% X-tra Large Bore |  |  |  |  | 5000 | Pipe Fabrication | 613XB48FBXXL | Direct field labor for Shop Fab CMXB: 48" Sch XXH.
61 | 4 | 3 | XB | 54 | 00 | ST | L | Shop Fab Chrome Pipe 2% - 6% X-tra Large Bore 54" | 613-XB-5400-ST-L | LF | NO | NO | n/a | 2020 | DIRECT LABOR | Active | Shop Fab Chrome Pipe 2% - 6% | Shop Fab Chrome Pipe 2% - 6% X-tra Large Bore |  |  |  |  | 5000 | Pipe Fabrication | 613XB5400STL | Summary of Shop Fab Chrome Pipe 2% - 6% X-tra Large Bore 54" labor costs.
61 | 4 | 3 | XB | 54 | FB | 00 | L | Shop Fab Chrome Pipe 2% - 6% X-tra Large Bore 54" - Shop Fabricate | 613-XB-54FB-00-L | LF | NO | NO | n/a | 2020 | DIRECT LABOR | Active | Shop Fab Chrome Pipe 2% - 6% | Shop Fab Chrome Pipe 2% - 6% X-tra Large Bore |  |  |  |  | 5000 | Pipe Fabrication | 613XB54FB00L | Summary of Shop Fab Chrome Pipe 2% - 6% X-tra Large Bore 54" - Shop Fabricate labor costs.
61 | 4 | 3 | XB | 54 | FB | ST | L | Shop Fab CM6XB: 54" Sch Standard or less | 613-XB-54FB-ST-L | LF | NO | NO | n/a | 2020 | DIRECT LABOR | Active | Shop Fab Chrome Pipe 2% - 6% | Shop Fab Chrome Pipe 2% - 6% X-tra Large Bore |  |  |  |  | 5000 | Pipe Fabrication | 613XB54FBSTL | Direct field labor for Shop Fab CMXB: 54" Sch Standard or less.
61 | 4 | 3 | XB | 54 | FB | XH | L | Shop Fab CM6XB: 54" Sch XH | 613-XB-54FB-XH-L | LF | NO | NO | n/a | 2020 | DIRECT LABOR | Active | Shop Fab Chrome Pipe 2% - 6% | Shop Fab Chrome Pipe 2% - 6% X-tra Large Bore |  |  |  |  | 5000 | Pipe Fabrication | 613XB54FBXHL | Direct field labor for Shop Fab CMXB: 54" Sch XH.
61 | 4 | 3 | XB | 54 | FB | XX | L | Shop Fab CM6XB: 54" Sch XXH | 613-XB-54FB-XX-L | LF | NO | NO | n/a | 2020 | DIRECT LABOR | Active | Shop Fab Chrome Pipe 2% - 6% | Shop Fab Chrome Pipe 2% - 6% X-tra Large Bore |  |  |  |  | 5000 | Pipe Fabrication | 613XB54FBXXL | Direct field labor for Shop Fab CMXB: 54" Sch XXH.
61 | 4 | 3 | XB | 60 | 00 | ST | L | Shop Fab Chrome Pipe 2% - 6% X-tra Large Bore 60" | 613-XB-6000-ST-L | LF | NO | NO | n/a | 2020 | DIRECT LABOR | Active | Shop Fab Chrome Pipe 2% - 6% | Shop Fab Chrome Pipe 2% - 6% X-tra Large Bore |  |  |  |  | 5000 | Pipe Fabrication | 613XB6000STL | Summary of Shop Fab Chrome Pipe 2% - 6% X-tra Large Bore 60" labor costs.
61 | 4 | 3 | XB | 60 | FB | 00 | L | Shop Fab Chrome Pipe 2% - 6% X-tra Large Bore 60" - Shop Fabricate | 613-XB-60FB-00-L | LF | NO | NO | n/a | 2020 | DIRECT LABOR | Active | Shop Fab Chrome Pipe 2% - 6% | Shop Fab Chrome Pipe 2% - 6% X-tra Large Bore |  |  |  |  | 5000 | Pipe Fabrication | 613XB60FB00L | Summary of Shop Fab Chrome Pipe 2% - 6% X-tra Large Bore 60" - Shop Fabricate labor costs.
61 | 4 | 3 | XB | 60 | FB | ST | L | Shop Fab CM6XB: 60" Sch Standard or less | 613-XB-60FB-ST-L | LF | NO | NO | n/a | 2020 | DIRECT LABOR | Active | Shop Fab Chrome Pipe 2% - 6% | Shop Fab Chrome Pipe 2% - 6% X-tra Large Bore |  |  |  |  | 5000 | Pipe Fabrication | 613XB60FBSTL | Direct field labor for Shop Fab CMXB: 60" Sch Standard or less.
61 | 4 | 3 | XB | 60 | FB | XH | L | Shop Fab CM6XB: 60" Sch XH | 613-XB-60FB-XH-L | LF | NO | NO | n/a | 2020 | DIRECT LABOR | Active | Shop Fab Chrome Pipe 2% - 6% | Shop Fab Chrome Pipe 2% - 6% X-tra Large Bore |  |  |  |  | 5000 | Pipe Fabrication | 613XB60FBXHL | Direct field labor for Shop Fab CMXB: 60" Sch XH.
61 | 4 | 3 | XB | 60 | FB | XX | L | Shop Fab CM6XB: 60" Sch XXH | 613-XB-60FB-XX-L | LF | NO | NO | n/a | 2020 | DIRECT LABOR | Active | Shop Fab Chrome Pipe 2% - 6% | Shop Fab Chrome Pipe 2% - 6% X-tra Large Bore |  |  |  |  | 5000 | Pipe Fabrication | 613XB60FBXXL | Direct field labor for Shop Fab CMXB: 60" Sch XXH.
61 | 4 | 4 | 00 | 00 | 00 | 00 | 0 | Shop Fab Chrome Pipe 6% - 15% & Nickel 3.5% | 614-00-0000-00-0 | LF | YES | YES | n/a | 2020 | DIRECT LABOR | Active | Shop Fab Chrome Pipe 6% - 15% & Nickel 3.5% | Summary |  |  |  |  | 5000 | Pipe Fabrication | 614000000000 | Top-level summary of all Shop Fab Chrome Pipe 6% - 15% & Nickel 3.5% costs.
61 | 4 | 4 | LB | 00 | 00 | LB | L | Shop Fab Chrome Pipe 6% - 15% & Nickel 3.5% Large Bore | 614-LB-0000-LB-L | LF | NO | NO | n/a | 2020 | DIRECT LABOR | Active | Shop Fab Chrome Pipe 6% - 15% & Nickel 3.5% | Shop Fab Chrome Pipe 6% - 15% & Nickel 3.5% Large Bore |  |  |  |  | 5000 | Pipe Fabrication | 614LB0000LBL | Summary of Shop Fab Chrome Pipe 6% - 15% & Nickel 3.5% Large Bore labor costs.
61 | 4 | 4 | LB | 12 | 00 | ST | L | Shop Fab Chrome Pipe 6% - 15% & Nickel 3.5% Large Bore 12" | 614-LB-1200-ST-L | LF | NO | NO | n/a | 2020 | DIRECT LABOR | Active | Shop Fab Chrome Pipe 6% - 15% & Nickel 3.5% | Shop Fab Chrome Pipe 6% - 15% & Nickel 3.5% Large Bore |  |  |  |  | 5000 | Pipe Fabrication | 614LB1200STL | Summary of Shop Fab Chrome Pipe 6% - 15% & Nickel 3.5% Large Bore 12" labor costs.
61 | 4 | 4 | LB | 12 | FB | 00 | L | Shop Fab Chrome Pipe 6% - 15% & Nickel 3.5% Large Bore 12" - Shop Fabricate | 614-LB-12FB-00-L | LF | NO | NO | n/a | 2020 | DIRECT LABOR | Active | Shop Fab Chrome Pipe 6% - 15% & Nickel 3.5% | Shop Fab Chrome Pipe 6% - 15% & Nickel 3.5% Large Bore |  |  |  |  | 5000 | Pipe Fabrication | 614LB12FB00L | Summary of Shop Fab Chrome Pipe 6% - 15% & Nickel 3.5% Large Bore 12" - Shop Fabricate labor costs.
61 | 4 | 4 | LB | 12 | FB | ST | L | Shop Fab CM9LB: 12" Sch Standard or less | 614-LB-12FB-ST-L | LF | NO | NO | n/a | 2020 | DIRECT LABOR | Active | Shop Fab Chrome Pipe 6% - 15% & Nickel 3.5% | Shop Fab Chrome Pipe 6% - 15% & Nickel 3.5% Large Bore |  |  |  |  | 5000 | Pipe Fabrication | 614LB12FBSTL | Direct field labor for Shop Fab CMLB: 12" Sch Standard or less.
61 | 4 | 4 | LB | 12 | FB | XH | L | Shop Fab CM9LB: 12" Sch XH | 614-LB-12FB-XH-L | LF | NO | NO | n/a | 2020 | DIRECT LABOR | Active | Shop Fab Chrome Pipe 6% - 15% & Nickel 3.5% | Shop Fab Chrome Pipe 6% - 15% & Nickel 3.5% Large Bore |  |  |  |  | 5000 | Pipe Fabrication | 614LB12FBXHL | Direct field labor for Shop Fab CMLB: 12" Sch XH.
61 | 4 | 4 | LB | 12 | FB | XX | L | Shop Fab CM9LB: 12" Sch XXH | 614-LB-12FB-XX-L | LF | NO | NO | n/a | 2020 | DIRECT LABOR | Active | Shop Fab Chrome Pipe 6% - 15% & Nickel 3.5% | Shop Fab Chrome Pipe 6% - 15% & Nickel 3.5% Large Bore |  |  |  |  | 5000 | Pipe Fabrication | 614LB12FBXXL | Direct field labor for Shop Fab CMLB: 12" Sch XXH.
61 | 4 | 4 | LB | 14 | 00 | ST | L | Shop Fab Chrome Pipe 6% - 15% & Nickel 3.5% Large Bore 14" | 614-LB-1400-ST-L | LF | NO | NO | n/a | 2020 | DIRECT LABOR | Active | Shop Fab Chrome Pipe 6% - 15% & Nickel 3.5% | Shop Fab Chrome Pipe 6% - 15% & Nickel 3.5% Large Bore |  |  |  |  | 5000 | Pipe Fabrication | 614LB1400STL | Summary of Shop Fab Chrome Pipe 6% - 15% & Nickel 3.5% Large Bore 14" labor costs.
61 | 4 | 4 | LB | 14 | FB | 00 | L | Shop Fab Chrome Pipe 6% - 15% & Nickel 3.5% Large Bore 14" - Shop Fabricate | 614-LB-14FB-00-L | LF | NO | NO | n/a | 2020 | DIRECT LABOR | Active | Shop Fab Chrome Pipe 6% - 15% & Nickel 3.5% | Shop Fab Chrome Pipe 6% - 15% & Nickel 3.5% Large Bore |  |  |  |  | 5000 | Pipe Fabrication | 614LB14FB00L | Summary of Shop Fab Chrome Pipe 6% - 15% & Nickel 3.5% Large Bore 14" - Shop Fabricate labor costs.
61 | 4 | 4 | LB | 14 | FB | ST | L | Shop Fab CM9LB: 14" Sch Standard or less | 614-LB-14FB-ST-L | LF | NO | NO | n/a | 2020 | DIRECT LABOR | Active | Shop Fab Chrome Pipe 6% - 15% & Nickel 3.5% | Shop Fab Chrome Pipe 6% - 15% & Nickel 3.5% Large Bore |  |  |  |  | 5000 | Pipe Fabrication | 614LB14FBSTL | Direct field labor for Shop Fab CMLB: 14" Sch Standard or less.
61 | 4 | 4 | LB | 14 | FB | XH | L | Shop Fab CM9LB: 14" Sch XH | 614-LB-14FB-XH-L | LF | NO | NO | n/a | 2020 | DIRECT LABOR | Active | Shop Fab Chrome Pipe 6% - 15% & Nickel 3.5% | Shop Fab Chrome Pipe 6% - 15% & Nickel 3.5% Large Bore |  |  |  |  | 5000 | Pipe Fabrication | 614LB14FBXHL | Direct field labor for Shop Fab CMLB: 14" Sch XH.
61 | 4 | 4 | LB | 14 | FB | XX | L | Shop Fab CM9LB: 14" Sch XXH | 614-LB-14FB-XX-L | LF | NO | NO | n/a | 2020 | DIRECT LABOR | Active | Shop Fab Chrome Pipe 6% - 15% & Nickel 3.5% | Shop Fab Chrome Pipe 6% - 15% & Nickel 3.5% Large Bore |  |  |  |  | 5000 | Pipe Fabrication | 614LB14FBXXL | Direct field labor for Shop Fab CMLB: 14" Sch XXH.
61 | 4 | 4 | LB | 16 | 00 | ST | L | Shop Fab Chrome Pipe 6% - 15% & Nickel 3.5% Large Bore 16" | 614-LB-1600-ST-L | LF | NO | NO | n/a | 2020 | DIRECT LABOR | Active | Shop Fab Chrome Pipe 6% - 15% & Nickel 3.5% | Shop Fab Chrome Pipe 6% - 15% & Nickel 3.5% Large Bore |  |  |  |  | 5000 | Pipe Fabrication | 614LB1600STL | Summary of Shop Fab Chrome Pipe 6% - 15% & Nickel 3.5% Large Bore 16" labor costs.
61 | 4 | 4 | LB | 16 | FB | 00 | L | Shop Fab Chrome Pipe 6% - 15% & Nickel 3.5% Large Bore 16" - Shop Fabricate | 614-LB-16FB-00-L | LF | NO | NO | n/a | 2020 | DIRECT LABOR | Active | Shop Fab Chrome Pipe 6% - 15% & Nickel 3.5% | Shop Fab Chrome Pipe 6% - 15% & Nickel 3.5% Large Bore |  |  |  |  | 5000 | Pipe Fabrication | 614LB16FB00L | Summary of Shop Fab Chrome Pipe 6% - 15% & Nickel 3.5% Large Bore 16" - Shop Fabricate labor costs.
61 | 4 | 4 | LB | 16 | FB | ST | L | Shop Fab CM9LB: 16" Sch Standard or less | 614-LB-16FB-ST-L | LF | NO | NO | n/a | 2020 | DIRECT LABOR | Active | Shop Fab Chrome Pipe 6% - 15% & Nickel 3.5% | Shop Fab Chrome Pipe 6% - 15% & Nickel 3.5% Large Bore |  |  |  |  | 5000 | Pipe Fabrication | 614LB16FBSTL | Direct field labor for Shop Fab CMLB: 16" Sch Standard or less.
61 | 4 | 4 | LB | 16 | FB | XH | L | Shop Fab CM9LB: 16" Sch XH | 614-LB-16FB-XH-L | LF | NO | NO | n/a | 2020 | DIRECT LABOR | Active | Shop Fab Chrome Pipe 6% - 15% & Nickel 3.5% | Shop Fab Chrome Pipe 6% - 15% & Nickel 3.5% Large Bore |  |  |  |  | 5000 | Pipe Fabrication | 614LB16FBXHL | Direct field labor for Shop Fab CMLB: 16" Sch XH.
61 | 4 | 4 | LB | 16 | FB | XX | L | Shop Fab CM9LB: 16" Sch XXH | 614-LB-16FB-XX-L | LF | NO | NO | n/a | 2020 | DIRECT LABOR | Active | Shop Fab Chrome Pipe 6% - 15% & Nickel 3.5% | Shop Fab Chrome Pipe 6% - 15% & Nickel 3.5% Large Bore |  |  |  |  | 5000 | Pipe Fabrication | 614LB16FBXXL | Direct field labor for Shop Fab CMLB: 16" Sch XXH.
61 | 4 | 4 | LB | 18 | 00 | ST | L | Shop Fab Chrome Pipe 6% - 15% & Nickel 3.5% Large Bore 18" | 614-LB-1800-ST-L | LF | NO | NO | n/a | 2020 | DIRECT LABOR | Active | Shop Fab Chrome Pipe 6% - 15% & Nickel 3.5% | Shop Fab Chrome Pipe 6% - 15% & Nickel 3.5% Large Bore |  |  |  |  | 5000 | Pipe Fabrication | 614LB1800STL | Summary of Shop Fab Chrome Pipe 6% - 15% & Nickel 3.5% Large Bore 18" labor costs.
61 | 4 | 4 | LB | 18 | FB | 00 | L | Shop Fab Chrome Pipe 6% - 15% & Nickel 3.5% Large Bore 18" - Shop Fabricate | 614-LB-18FB-00-L | LF | NO | NO | n/a | 2020 | DIRECT LABOR | Active | Shop Fab Chrome Pipe 6% - 15% & Nickel 3.5% | Shop Fab Chrome Pipe 6% - 15% & Nickel 3.5% Large Bore |  |  |  |  | 5000 | Pipe Fabrication | 614LB18FB00L | Summary of Shop Fab Chrome Pipe 6% - 15% & Nickel 3.5% Large Bore 18" - Shop Fabricate labor costs.
61 | 4 | 4 | LB | 18 | FB | ST | L | Shop Fab CM9LB: 18" Sch Standard or less | 614-LB-18FB-ST-L | LF | NO | NO | n/a | 2020 | DIRECT LABOR | Active | Shop Fab Chrome Pipe 6% - 15% & Nickel 3.5% | Shop Fab Chrome Pipe 6% - 15% & Nickel 3.5% Large Bore |  |  |  |  | 5000 | Pipe Fabrication | 614LB18FBSTL | Direct field labor for Shop Fab CMLB: 18" Sch Standard or less.
61 | 4 | 4 | LB | 18 | FB | XH | L | Shop Fab CM9LB: 18" Sch XH | 614-LB-18FB-XH-L | LF | NO | NO | n/a | 2020 | DIRECT LABOR | Active | Shop Fab Chrome Pipe 6% - 15% & Nickel 3.5% | Shop Fab Chrome Pipe 6% - 15% & Nickel 3.5% Large Bore |  |  |  |  | 5000 | Pipe Fabrication | 614LB18FBXHL | Direct field labor for Shop Fab CMLB: 18" Sch XH.
61 | 4 | 4 | LB | 18 | FB | XX | L | Shop Fab CM9LB: 18" Sch XXH | 614-LB-18FB-XX-L | LF | NO | NO | n/a | 2020 | DIRECT LABOR | Active | Shop Fab Chrome Pipe 6% - 15% & Nickel 3.5% | Shop Fab Chrome Pipe 6% - 15% & Nickel 3.5% Large Bore |  |  |  |  | 5000 | Pipe Fabrication | 614LB18FBXXL | Direct field labor for Shop Fab CMLB: 18" Sch XXH.
61 | 4 | 4 | LB | 20 | 00 | ST | L | Shop Fab Chrome Pipe 6% - 15% & Nickel 3.5% Large Bore 20" | 614-LB-2000-ST-L | LF | NO | NO | n/a | 2020 | DIRECT LABOR | Active | Shop Fab Chrome Pipe 6% - 15% & Nickel 3.5% | Shop Fab Chrome Pipe 6% - 15% & Nickel 3.5% Large Bore |  |  |  |  | 5000 | Pipe Fabrication | 614LB2000STL | Summary of Shop Fab Chrome Pipe 6% - 15% & Nickel 3.5% Large Bore 20" labor costs.
61 | 4 | 4 | LB | 20 | FB | 00 | L | Shop Fab Chrome Pipe 6% - 15% & Nickel 3.5% Large Bore 20" - Shop Fabricate | 614-LB-20FB-00-L | LF | NO | NO | n/a | 2020 | DIRECT LABOR | Active | Shop Fab Chrome Pipe 6% - 15% & Nickel 3.5% | Shop Fab Chrome Pipe 6% - 15% & Nickel 3.5% Large Bore |  |  |  |  | 5000 | Pipe Fabrication | 614LB20FB00L | Summary of Shop Fab Chrome Pipe 6% - 15% & Nickel 3.5% Large Bore 20" - Shop Fabricate labor costs.
61 | 4 | 4 | LB | 20 | FB | ST | L | Shop Fab CM9LB: 20" Sch Standard or less | 614-LB-20FB-ST-L | LF | NO | NO | n/a | 2020 | DIRECT LABOR | Active | Shop Fab Chrome Pipe 6% - 15% & Nickel 3.5% | Shop Fab Chrome Pipe 6% - 15% & Nickel 3.5% Large Bore |  |  |  |  | 5000 | Pipe Fabrication | 614LB20FBSTL | Direct field labor for Shop Fab CMLB: 20" Sch Standard or less.
61 | 4 | 4 | LB | 20 | FB | XH | L | Shop Fab CM9LB: 20" Sch XH | 614-LB-20FB-XH-L | LF | NO | NO | n/a | 2020 | DIRECT LABOR | Active | Shop Fab Chrome Pipe 6% - 15% & Nickel 3.5% | Shop Fab Chrome Pipe 6% - 15% & Nickel 3.5% Large Bore |  |  |  |  | 5000 | Pipe Fabrication | 614LB20FBXHL | Direct field labor for Shop Fab CMLB: 20" Sch XH.
61 | 4 | 4 | LB | 20 | FB | XX | L | Shop Fab CM9LB: 20" Sch XXH | 614-LB-20FB-XX-L | LF | NO | NO | n/a | 2020 | DIRECT LABOR | Active | Shop Fab Chrome Pipe 6% - 15% & Nickel 3.5% | Shop Fab Chrome Pipe 6% - 15% & Nickel 3.5% Large Bore |  |  |  |  | 5000 | Pipe Fabrication | 614LB20FBXXL | Direct field labor for Shop Fab CMLB: 20" Sch XXH.
61 | 4 | 4 | LB | 24 | 00 | ST | L | Shop Fab Chrome Pipe 6% - 15% & Nickel 3.5% Large Bore 24" | 614-LB-2400-ST-L | LF | NO | NO | n/a | 2020 | DIRECT LABOR | Active | Shop Fab Chrome Pipe 6% - 15% & Nickel 3.5% | Shop Fab Chrome Pipe 6% - 15% & Nickel 3.5% Large Bore |  |  |  |  | 5000 | Pipe Fabrication | 614LB2400STL | Summary of Shop Fab Chrome Pipe 6% - 15% & Nickel 3.5% Large Bore 24" labor costs.
61 | 4 | 4 | LB | 24 | FB | 00 | L | Shop Fab Chrome Pipe 6% - 15% & Nickel 3.5% Large Bore 24" - Shop Fabricate | 614-LB-24FB-00-L | LF | NO | NO | n/a | 2020 | DIRECT LABOR | Active | Shop Fab Chrome Pipe 6% - 15% & Nickel 3.5% | Shop Fab Chrome Pipe 6% - 15% & Nickel 3.5% Large Bore |  |  |  |  | 5000 | Pipe Fabrication | 614LB24FB00L | Summary of Shop Fab Chrome Pipe 6% - 15% & Nickel 3.5% Large Bore 24" - Shop Fabricate labor costs.
61 | 4 | 4 | LB | 24 | FB | ST | L | Shop Fab CM9LB: 24" Sch Standard or less | 614-LB-24FB-ST-L | LF | NO | NO | n/a | 2020 | DIRECT LABOR | Active | Shop Fab Chrome Pipe 6% - 15% & Nickel 3.5% | Shop Fab Chrome Pipe 6% - 15% & Nickel 3.5% Large Bore |  |  |  |  | 5000 | Pipe Fabrication | 614LB24FBSTL | Direct field labor for Shop Fab CMLB: 24" Sch Standard or less.
61 | 4 | 4 | LB | 24 | FB | XH | L | Shop Fab CM9LB: 24" Sch XH | 614-LB-24FB-XH-L | LF | NO | NO | n/a | 2020 | DIRECT LABOR | Active | Shop Fab Chrome Pipe 6% - 15% & Nickel 3.5% | Shop Fab Chrome Pipe 6% - 15% & Nickel 3.5% Large Bore |  |  |  |  | 5000 | Pipe Fabrication | 614LB24FBXHL | Direct field labor for Shop Fab CMLB: 24" Sch XH.
61 | 4 | 4 | LB | 24 | FB | XX | L | Shop Fab CM9LB: 24" Sch XXH | 614-LB-24FB-XX-L | LF | NO | NO | n/a | 2020 | DIRECT LABOR | Active | Shop Fab Chrome Pipe 6% - 15% & Nickel 3.5% | Shop Fab Chrome Pipe 6% - 15% & Nickel 3.5% Large Bore |  |  |  |  | 5000 | Pipe Fabrication | 614LB24FBXXL | Direct field labor for Shop Fab CMLB: 24" Sch XXH.
61 | 4 | 4 | MB | 00 | 00 | MB | L | Shop Fab Chrome Pipe 6% - 15% & Nickel 3.5% Medium Bore | 614-MB-0000-MB-L | LF | NO | NO | n/a | 2020 | DIRECT LABOR | Active | Shop Fab Chrome Pipe 6% - 15% & Nickel 3.5% | Shop Fab Chrome Pipe 6% - 15% & Nickel 3.5% Medium Bore |  |  |  |  | 5000 | Pipe Fabrication | 614MB0000MBL | Summary of Shop Fab Chrome Pipe 6% - 15% & Nickel 3.5% Medium Bore labor costs.
61 | 4 | 4 | MB | 03 | 00 | ST | L | Shop Fab Chrome Pipe 6% - 15% & Nickel 3.5% Medium Bore 3" | 614-MB-0300-ST-L | LF | NO | NO | n/a | 2020 | DIRECT LABOR | Active | Shop Fab Chrome Pipe 6% - 15% & Nickel 3.5% | Shop Fab Chrome Pipe 6% - 15% & Nickel 3.5% Medium Bore |  |  |  |  | 5000 | Pipe Fabrication | 614MB0300STL | Summary of Shop Fab Chrome Pipe 6% - 15% & Nickel 3.5% Medium Bore 3" labor costs.
61 | 4 | 4 | MB | 03 | FB | 00 | L | Shop Fab Chrome Pipe 6% - 15% & Nickel 3.5% Medium Bore 3" - Shop Fabricate | 614-MB-03FB-00-L | LF | NO | NO | n/a | 2020 | DIRECT LABOR | Active | Shop Fab Chrome Pipe 6% - 15% & Nickel 3.5% | Shop Fab Chrome Pipe 6% - 15% & Nickel 3.5% Medium Bore |  |  |  |  | 5000 | Pipe Fabrication | 614MB03FB00L | Summary of Shop Fab Chrome Pipe 6% - 15% & Nickel 3.5% Medium Bore 3" - Shop Fabricate labor costs.
61 | 4 | 4 | MB | 03 | FB | ST | L | Shop Fab CM9MB: 3" Sch Standard or less | 614-MB-03FB-ST-L | LF | NO | NO | n/a | 2020 | DIRECT LABOR | Active | Shop Fab Chrome Pipe 6% - 15% & Nickel 3.5% | Shop Fab Chrome Pipe 6% - 15% & Nickel 3.5% Medium Bore |  |  |  |  | 5000 | Pipe Fabrication | 614MB03FBSTL | Direct field labor for Shop Fab CMMB: 3" Sch Standard or less.
61 | 4 | 4 | MB | 03 | FB | XH | L | Shop Fab CM9MB: 3" Sch XH | 614-MB-03FB-XH-L | LF | NO | NO | n/a | 2020 | DIRECT LABOR | Active | Shop Fab Chrome Pipe 6% - 15% & Nickel 3.5% | Shop Fab Chrome Pipe 6% - 15% & Nickel 3.5% Medium Bore |  |  |  |  | 5000 | Pipe Fabrication | 614MB03FBXHL | Direct field labor for Shop Fab CMMB: 3" Sch XH.
61 | 4 | 4 | MB | 03 | FB | XX | L | Shop Fab CM9MB: 3" Sch XXH | 614-MB-03FB-XX-L | LF | NO | NO | n/a | 2020 | DIRECT LABOR | Active | Shop Fab Chrome Pipe 6% - 15% & Nickel 3.5% | Shop Fab Chrome Pipe 6% - 15% & Nickel 3.5% Medium Bore |  |  |  |  | 5000 | Pipe Fabrication | 614MB03FBXXL | Direct field labor for Shop Fab CMMB: 3" Sch XXH.
61 | 4 | 4 | MB | 04 | 00 | ST | L | Shop Fab Chrome Pipe 6% - 15% & Nickel 3.5% Medium Bore 4" | 614-MB-0400-ST-L | LF | NO | NO | n/a | 2020 | DIRECT LABOR | Active | Shop Fab Chrome Pipe 6% - 15% & Nickel 3.5% | Shop Fab Chrome Pipe 6% - 15% & Nickel 3.5% Medium Bore |  |  |  |  | 5000 | Pipe Fabrication | 614MB0400STL | Summary of Shop Fab Chrome Pipe 6% - 15% & Nickel 3.5% Medium Bore 4" labor costs.
61 | 4 | 4 | MB | 04 | FB | 00 | L | Shop Fab Chrome Pipe 6% - 15% & Nickel 3.5% Medium Bore 4" - Shop Fabricate | 614-MB-04FB-00-L | LF | NO | NO | n/a | 2020 | DIRECT LABOR | Active | Shop Fab Chrome Pipe 6% - 15% & Nickel 3.5% | Shop Fab Chrome Pipe 6% - 15% & Nickel 3.5% Medium Bore |  |  |  |  | 5000 | Pipe Fabrication | 614MB04FB00L | Summary of Shop Fab Chrome Pipe 6% - 15% & Nickel 3.5% Medium Bore 4" - Shop Fabricate labor costs.
61 | 4 | 4 | MB | 04 | FB | ST | L | Shop Fab CM9MB: 4" Sch Standard or less | 614-MB-04FB-ST-L | LF | NO | NO | n/a | 2020 | DIRECT LABOR | Active | Shop Fab Chrome Pipe 6% - 15% & Nickel 3.5% | Shop Fab Chrome Pipe 6% - 15% & Nickel 3.5% Medium Bore |  |  |  |  | 5000 | Pipe Fabrication | 614MB04FBSTL | Direct field labor for Shop Fab CMMB: 4" Sch Standard or less.
61 | 4 | 4 | MB | 04 | FB | XH | L | Shop Fab CM9MB: 4" Sch XH | 614-MB-04FB-XH-L | LF | NO | NO | n/a | 2020 | DIRECT LABOR | Active | Shop Fab Chrome Pipe 6% - 15% & Nickel 3.5% | Shop Fab Chrome Pipe 6% - 15% & Nickel 3.5% Medium Bore |  |  |  |  | 5000 | Pipe Fabrication | 614MB04FBXHL | Direct field labor for Shop Fab CMMB: 4" Sch XH.
61 | 4 | 4 | MB | 04 | FB | XX | L | Shop Fab CM9MB: 4" Sch XXH | 614-MB-04FB-XX-L | LF | NO | NO | n/a | 2020 | DIRECT LABOR | Active | Shop Fab Chrome Pipe 6% - 15% & Nickel 3.5% | Shop Fab Chrome Pipe 6% - 15% & Nickel 3.5% Medium Bore |  |  |  |  | 5000 | Pipe Fabrication | 614MB04FBXXL | Direct field labor for Shop Fab CMMB: 4" Sch XXH.
61 | 4 | 4 | MB | 06 | 00 | ST | L | Shop Fab Chrome Pipe 6% - 15% & Nickel 3.5% Medium Bore 6" | 614-MB-0600-ST-L | LF | NO | NO | n/a | 2020 | DIRECT LABOR | Active | Shop Fab Chrome Pipe 6% - 15% & Nickel 3.5% | Shop Fab Chrome Pipe 6% - 15% & Nickel 3.5% Medium Bore |  |  |  |  | 5000 | Pipe Fabrication | 614MB0600STL | Summary of Shop Fab Chrome Pipe 6% - 15% & Nickel 3.5% Medium Bore 6" labor costs.
61 | 4 | 4 | MB | 06 | FB | 00 | L | Shop Fab Chrome Pipe 6% - 15% & Nickel 3.5% Medium Bore 6" - Shop Fabricate | 614-MB-06FB-00-L | LF | NO | NO | n/a | 2020 | DIRECT LABOR | Active | Shop Fab Chrome Pipe 6% - 15% & Nickel 3.5% | Shop Fab Chrome Pipe 6% - 15% & Nickel 3.5% Medium Bore |  |  |  |  | 5000 | Pipe Fabrication | 614MB06FB00L | Summary of Shop Fab Chrome Pipe 6% - 15% & Nickel 3.5% Medium Bore 6" - Shop Fabricate labor costs.
61 | 4 | 4 | MB | 06 | FB | ST | L | Shop Fab CM9MB: 6" Sch Standard or less | 614-MB-06FB-ST-L | LF | NO | NO | n/a | 2020 | DIRECT LABOR | Active | Shop Fab Chrome Pipe 6% - 15% & Nickel 3.5% | Shop Fab Chrome Pipe 6% - 15% & Nickel 3.5% Medium Bore |  |  |  |  | 5000 | Pipe Fabrication | 614MB06FBSTL | Direct field labor for Shop Fab CMMB: 6" Sch Standard or less.
61 | 4 | 4 | MB | 06 | FB | XH | L | Shop Fab CM9MB: 6" Sch XH | 614-MB-06FB-XH-L | LF | NO | NO | n/a | 2020 | DIRECT LABOR | Active | Shop Fab Chrome Pipe 6% - 15% & Nickel 3.5% | Shop Fab Chrome Pipe 6% - 15% & Nickel 3.5% Medium Bore |  |  |  |  | 5000 | Pipe Fabrication | 614MB06FBXHL | Direct field labor for Shop Fab CMMB: 6" Sch XH.
61 | 4 | 4 | MB | 06 | FB | XX | L | Shop Fab CM9MB: 6" Sch XXH | 614-MB-06FB-XX-L | LF | NO | NO | n/a | 2020 | DIRECT LABOR | Active | Shop Fab Chrome Pipe 6% - 15% & Nickel 3.5% | Shop Fab Chrome Pipe 6% - 15% & Nickel 3.5% Medium Bore |  |  |  |  | 5000 | Pipe Fabrication | 614MB06FBXXL | Direct field labor for Shop Fab CMMB: 6" Sch XXH.
61 | 4 | 4 | MB | 08 | 00 | ST | L | Shop Fab Chrome Pipe 6% - 15% & Nickel 3.5% Medium Bore 8" | 614-MB-0800-ST-L | LF | NO | NO | n/a | 2020 | DIRECT LABOR | Active | Shop Fab Chrome Pipe 6% - 15% & Nickel 3.5% | Shop Fab Chrome Pipe 6% - 15% & Nickel 3.5% Medium Bore |  |  |  |  | 5000 | Pipe Fabrication | 614MB0800STL | Summary of Shop Fab Chrome Pipe 6% - 15% & Nickel 3.5% Medium Bore 8" labor costs.
61 | 4 | 4 | MB | 08 | FB | 00 | L | Shop Fab Chrome Pipe 6% - 15% & Nickel 3.5% Medium Bore 8" - Shop Fabricate | 614-MB-08FB-00-L | LF | NO | NO | n/a | 2020 | DIRECT LABOR | Active | Shop Fab Chrome Pipe 6% - 15% & Nickel 3.5% | Shop Fab Chrome Pipe 6% - 15% & Nickel 3.5% Medium Bore |  |  |  |  | 5000 | Pipe Fabrication | 614MB08FB00L | Summary of Shop Fab Chrome Pipe 6% - 15% & Nickel 3.5% Medium Bore 8" - Shop Fabricate labor costs.
61 | 4 | 4 | MB | 08 | FB | ST | L | Shop Fab CM9MB: 8" Sch Standard or less | 614-MB-08FB-ST-L | LF | NO | NO | n/a | 2020 | DIRECT LABOR | Active | Shop Fab Chrome Pipe 6% - 15% & Nickel 3.5% | Shop Fab Chrome Pipe 6% - 15% & Nickel 3.5% Medium Bore |  |  |  |  | 5000 | Pipe Fabrication | 614MB08FBSTL | Direct field labor for Shop Fab CMMB: 8" Sch Standard or less.
61 | 4 | 4 | MB | 08 | FB | XH | L | Shop Fab CM9MB: 8" Sch XH | 614-MB-08FB-XH-L | LF | NO | NO | n/a | 2020 | DIRECT LABOR | Active | Shop Fab Chrome Pipe 6% - 15% & Nickel 3.5% | Shop Fab Chrome Pipe 6% - 15% & Nickel 3.5% Medium Bore |  |  |  |  | 5000 | Pipe Fabrication | 614MB08FBXHL | Direct field labor for Shop Fab CMMB: 8" Sch XH.
61 | 4 | 4 | MB | 08 | FB | XX | L | Shop Fab CM9MB: 8" Sch XXH | 614-MB-08FB-XX-L | LF | NO | NO | n/a | 2020 | DIRECT LABOR | Active | Shop Fab Chrome Pipe 6% - 15% & Nickel 3.5% | Shop Fab Chrome Pipe 6% - 15% & Nickel 3.5% Medium Bore |  |  |  |  | 5000 | Pipe Fabrication | 614MB08FBXXL | Direct field labor for Shop Fab CMMB: 8" Sch XXH.
61 | 4 | 4 | MB | 10 | 00 | ST | L | Shop Fab Chrome Pipe 6% - 15% & Nickel 3.5% Medium Bore 10" | 614-MB-1000-ST-L | LF | NO | NO | n/a | 2020 | DIRECT LABOR | Active | Shop Fab Chrome Pipe 6% - 15% & Nickel 3.5% | Shop Fab Chrome Pipe 6% - 15% & Nickel 3.5% Medium Bore |  |  |  |  | 5000 | Pipe Fabrication | 614MB1000STL | Summary of Shop Fab Chrome Pipe 6% - 15% & Nickel 3.5% Medium Bore 10" labor costs.
61 | 4 | 4 | MB | 10 | FB | 00 | L | Shop Fab Chrome Pipe 6% - 15% & Nickel 3.5% Medium Bore 10" - Shop Fabricate | 614-MB-10FB-00-L | LF | NO | NO | n/a | 2020 | DIRECT LABOR | Active | Shop Fab Chrome Pipe 6% - 15% & Nickel 3.5% | Shop Fab Chrome Pipe 6% - 15% & Nickel 3.5% Medium Bore |  |  |  |  | 5000 | Pipe Fabrication | 614MB10FB00L | Summary of Shop Fab Chrome Pipe 6% - 15% & Nickel 3.5% Medium Bore 10" - Shop Fabricate labor costs.
61 | 4 | 4 | MB | 10 | FB | ST | L | Shop Fab CM9MB: 10" Sch Standard or less | 614-MB-10FB-ST-L | LF | NO | NO | n/a | 2020 | DIRECT LABOR | Active | Shop Fab Chrome Pipe 6% - 15% & Nickel 3.5% | Shop Fab Chrome Pipe 6% - 15% & Nickel 3.5% Medium Bore |  |  |  |  | 5000 | Pipe Fabrication | 614MB10FBSTL | Direct field labor for Shop Fab CMMB: 10" Sch Standard or less.
61 | 4 | 4 | MB | 10 | FB | XH | L | Shop Fab CM9MB: 10" Sch XH | 614-MB-10FB-XH-L | LF | NO | NO | n/a | 2020 | DIRECT LABOR | Active | Shop Fab Chrome Pipe 6% - 15% & Nickel 3.5% | Shop Fab Chrome Pipe 6% - 15% & Nickel 3.5% Medium Bore |  |  |  |  | 5000 | Pipe Fabrication | 614MB10FBXHL | Direct field labor for Shop Fab CMMB: 10" Sch XH.
61 | 4 | 4 | MB | 10 | FB | XX | L | Shop Fab CM9MB: 10" Sch XXH | 614-MB-10FB-XX-L | LF | NO | NO | n/a | 2020 | DIRECT LABOR | Active | Shop Fab Chrome Pipe 6% - 15% & Nickel 3.5% | Shop Fab Chrome Pipe 6% - 15% & Nickel 3.5% Medium Bore |  |  |  |  | 5000 | Pipe Fabrication | 614MB10FBXXL | Direct field labor for Shop Fab CMMB: 10" Sch XXH.
61 | 4 | 4 | SB | 00 | 00 | SB | L | Shop Fab Chrome Pipe 6% - 15% & Nickel 3.5% Small Bore | 614-SB-0000-SB-L | LF | NO | NO | n/a | 2020 | DIRECT LABOR | Active | Shop Fab Chrome Pipe 6% - 15% & Nickel 3.5% | Shop Fab Chrome Pipe 6% - 15% & Nickel 3.5% Small Bore |  |  |  |  | 5000 | Pipe Fabrication | 614SB0000SBL | Summary of Shop Fab Chrome Pipe 6% - 15% & Nickel 3.5% Small Bore labor costs.
61 | 4 | 4 | SB | 05 | 00 | ST | L | Shop Fab Chrome Pipe 6% - 15% & Nickel 3.5% Small Bore .5" | 614-SB-0500-ST-L | LF | NO | NO | n/a | 2020 | DIRECT LABOR | Active | Shop Fab Chrome Pipe 6% - 15% & Nickel 3.5% | Shop Fab Chrome Pipe 6% - 15% & Nickel 3.5% Small Bore |  |  |  |  | 5000 | Pipe Fabrication | 614SB0500STL | Summary of Shop Fab Chrome Pipe 6% - 15% & Nickel 3.5% Small Bore .5" labor costs.
61 | 4 | 4 | SB | 05 | FB | 00 | L | Shop Fab Chrome Pipe 6% - 15% & Nickel 3.5% Small Bore .5" - Shop Fabricate | 614-SB-05FB-00-L | LF | NO | NO | n/a | 2020 | DIRECT LABOR | Active | Shop Fab Chrome Pipe 6% - 15% & Nickel 3.5% | Shop Fab Chrome Pipe 6% - 15% & Nickel 3.5% Small Bore |  |  |  |  | 5000 | Pipe Fabrication | 614SB05FB00L | Summary of Shop Fab Chrome Pipe 6% - 15% & Nickel 3.5% Small Bore .5" - Shop Fabricate labor costs.
61 | 4 | 4 | SB | 05 | FB | ST | L | Shop Fab CM9SB: .5" Sch Standard or less | 614-SB-05FB-ST-L | LF | NO | NO | n/a | 2020 | DIRECT LABOR | Active | Shop Fab Chrome Pipe 6% - 15% & Nickel 3.5% | Shop Fab Chrome Pipe 6% - 15% & Nickel 3.5% Small Bore |  |  |  |  | 5000 | Pipe Fabrication | 614SB05FBSTL | Direct field labor for Shop Fab CMSB: .5" Sch Standard or less.
61 | 4 | 4 | SB | 05 | FB | XH | L | Shop Fab CM9SB: .5" Sch XH | 614-SB-05FB-XH-L | LF | NO | NO | n/a | 2020 | DIRECT LABOR | Active | Shop Fab Chrome Pipe 6% - 15% & Nickel 3.5% | Shop Fab Chrome Pipe 6% - 15% & Nickel 3.5% Small Bore |  |  |  |  | 5000 | Pipe Fabrication | 614SB05FBXHL | Direct field labor for Shop Fab CMSB: .5" Sch XH.
61 | 4 | 4 | SB | 05 | FB | XX | L | Shop Fab CM9SB: .5" Sch XXH | 614-SB-05FB-XX-L | LF | NO | NO | n/a | 2020 | DIRECT LABOR | Active | Shop Fab Chrome Pipe 6% - 15% & Nickel 3.5% | Shop Fab Chrome Pipe 6% - 15% & Nickel 3.5% Small Bore |  |  |  |  | 5000 | Pipe Fabrication | 614SB05FBXXL | Direct field labor for Shop Fab CMSB: .5" Sch XXH.
61 | 4 | 4 | SB | 07 | 00 | ST | L | Shop Fab Chrome Pipe 6% - 15% & Nickel 3.5% Small Bore .75" | 614-SB-0700-ST-L | LF | NO | NO | n/a | 2020 | DIRECT LABOR | Active | Shop Fab Chrome Pipe 6% - 15% & Nickel 3.5% | Shop Fab Chrome Pipe 6% - 15% & Nickel 3.5% Small Bore |  |  |  |  | 5000 | Pipe Fabrication | 614SB0700STL | Summary of Shop Fab Chrome Pipe 6% - 15% & Nickel 3.5% Small Bore .75" labor costs.
61 | 4 | 4 | SB | 07 | FB | 00 | L | Shop Fab Chrome Pipe 6% - 15% & Nickel 3.5% Small Bore .75" - Shop Fabricate | 614-SB-07FB-00-L | LF | NO | NO | n/a | 2020 | DIRECT LABOR | Active | Shop Fab Chrome Pipe 6% - 15% & Nickel 3.5% | Shop Fab Chrome Pipe 6% - 15% & Nickel 3.5% Small Bore |  |  |  |  | 5000 | Pipe Fabrication | 614SB07FB00L | Summary of Shop Fab Chrome Pipe 6% - 15% & Nickel 3.5% Small Bore .75" - Shop Fabricate labor costs.
61 | 4 | 4 | SB | 07 | FB | ST | L | Shop Fab CM9SB: .75" Sch Standard or less | 614-SB-07FB-ST-L | LF | NO | NO | n/a | 2020 | DIRECT LABOR | Active | Shop Fab Chrome Pipe 6% - 15% & Nickel 3.5% | Shop Fab Chrome Pipe 6% - 15% & Nickel 3.5% Small Bore |  |  |  |  | 5000 | Pipe Fabrication | 614SB07FBSTL | Direct field labor for Shop Fab CMSB: .75" Sch Standard or less.
61 | 4 | 4 | SB | 07 | FB | XH | L | Shop Fab CM9SB: .75" Sch XH | 614-SB-07FB-XH-L | LF | NO | NO | n/a | 2020 | DIRECT LABOR | Active | Shop Fab Chrome Pipe 6% - 15% & Nickel 3.5% | Shop Fab Chrome Pipe 6% - 15% & Nickel 3.5% Small Bore |  |  |  |  | 5000 | Pipe Fabrication | 614SB07FBXHL | Direct field labor for Shop Fab CMSB: .75" Sch XH.
61 | 4 | 4 | SB | 07 | FB | XX | L | Shop Fab CM9SB: .75" Sch XXH | 614-SB-07FB-XX-L | LF | NO | NO | n/a | 2020 | DIRECT LABOR | Active | Shop Fab Chrome Pipe 6% - 15% & Nickel 3.5% | Shop Fab Chrome Pipe 6% - 15% & Nickel 3.5% Small Bore |  |  |  |  | 5000 | Pipe Fabrication | 614SB07FBXXL | Direct field labor for Shop Fab CMSB: .75" Sch XXH.
61 | 4 | 4 | SB | 10 | 00 | ST | L | Shop Fab Chrome Pipe 6% - 15% & Nickel 3.5% Small Bore 1" | 614-SB-1000-ST-L | LF | NO | NO | n/a | 2020 | DIRECT LABOR | Active | Shop Fab Chrome Pipe 6% - 15% & Nickel 3.5% | Shop Fab Chrome Pipe 6% - 15% & Nickel 3.5% Small Bore |  |  |  |  | 5000 | Pipe Fabrication | 614SB1000STL | Summary of Shop Fab Chrome Pipe 6% - 15% & Nickel 3.5% Small Bore 1" labor costs.
61 | 4 | 4 | SB | 10 | FB | 00 | L | Shop Fab Chrome Pipe 6% - 15% & Nickel 3.5% Small Bore 1" - Shop Fabricate | 614-SB-10FB-00-L | LF | NO | NO | n/a | 2020 | DIRECT LABOR | Active | Shop Fab Chrome Pipe 6% - 15% & Nickel 3.5% | Shop Fab Chrome Pipe 6% - 15% & Nickel 3.5% Small Bore |  |  |  |  | 5000 | Pipe Fabrication | 614SB10FB00L | Summary of Shop Fab Chrome Pipe 6% - 15% & Nickel 3.5% Small Bore 1" - Shop Fabricate labor costs.
61 | 4 | 4 | SB | 10 | FB | ST | L | Shop Fab CM9SB: 1" Sch Standard or less | 614-SB-10FB-ST-L | LF | NO | NO | n/a | 2020 | DIRECT LABOR | Active | Shop Fab Chrome Pipe 6% - 15% & Nickel 3.5% | Shop Fab Chrome Pipe 6% - 15% & Nickel 3.5% Small Bore |  |  |  |  | 5000 | Pipe Fabrication | 614SB10FBSTL | Direct field labor for Shop Fab CMSB: 1" Sch Standard or less.
61 | 4 | 4 | SB | 10 | FB | XH | L | Shop Fab CM9SB: 1" Sch XH | 614-SB-10FB-XH-L | LF | NO | NO | n/a | 2020 | DIRECT LABOR | Active | Shop Fab Chrome Pipe 6% - 15% & Nickel 3.5% | Shop Fab Chrome Pipe 6% - 15% & Nickel 3.5% Small Bore |  |  |  |  | 5000 | Pipe Fabrication | 614SB10FBXHL | Direct field labor for Shop Fab CMSB: 1" Sch XH.
61 | 4 | 4 | SB | 10 | FB | XX | L | Shop Fab CM9SB: 1" Sch XXH | 614-SB-10FB-XX-L | LF | NO | NO | n/a | 2020 | DIRECT LABOR | Active | Shop Fab Chrome Pipe 6% - 15% & Nickel 3.5% | Shop Fab Chrome Pipe 6% - 15% & Nickel 3.5% Small Bore |  |  |  |  | 5000 | Pipe Fabrication | 614SB10FBXXL | Direct field labor for Shop Fab CMSB: 1" Sch XXH.
61 | 4 | 4 | SB | 15 | 00 | ST | L | Shop Fab Chrome Pipe 6% - 15% & Nickel 3.5% Small Bore 1.5" | 614-SB-1500-ST-L | LF | NO | NO | n/a | 2020 | DIRECT LABOR | Active | Shop Fab Chrome Pipe 6% - 15% & Nickel 3.5% | Shop Fab Chrome Pipe 6% - 15% & Nickel 3.5% Small Bore |  |  |  |  | 5000 | Pipe Fabrication | 614SB1500STL | Summary of Shop Fab Chrome Pipe 6% - 15% & Nickel 3.5% Small Bore 1.5" labor costs.
61 | 4 | 4 | SB | 15 | FB | 00 | L | Shop Fab Chrome Pipe 6% - 15% & Nickel 3.5% Small Bore 1.5" - Shop Fabricate | 614-SB-15FB-00-L | LF | NO | NO | n/a | 2020 | DIRECT LABOR | Active | Shop Fab Chrome Pipe 6% - 15% & Nickel 3.5% | Shop Fab Chrome Pipe 6% - 15% & Nickel 3.5% Small Bore |  |  |  |  | 5000 | Pipe Fabrication | 614SB15FB00L | Summary of Shop Fab Chrome Pipe 6% - 15% & Nickel 3.5% Small Bore 1.5" - Shop Fabricate labor costs.
61 | 4 | 4 | SB | 15 | FB | ST | L | Shop Fab CM9SB: 1.5" Sch Standard or less | 614-SB-15FB-ST-L | LF | NO | NO | n/a | 2020 | DIRECT LABOR | Active | Shop Fab Chrome Pipe 6% - 15% & Nickel 3.5% | Shop Fab Chrome Pipe 6% - 15% & Nickel 3.5% Small Bore |  |  |  |  | 5000 | Pipe Fabrication | 614SB15FBSTL | Direct field labor for Shop Fab CMSB: 1.5" Sch Standard or less.
61 | 4 | 4 | SB | 15 | FB | XH | L | Shop Fab CM9SB: 1.5" Sch XH | 614-SB-15FB-XH-L | LF | NO | NO | n/a | 2020 | DIRECT LABOR | Active | Shop Fab Chrome Pipe 6% - 15% & Nickel 3.5% | Shop Fab Chrome Pipe 6% - 15% & Nickel 3.5% Small Bore |  |  |  |  | 5000 | Pipe Fabrication | 614SB15FBXHL | Direct field labor for Shop Fab CMSB: 1.5" Sch XH.
61 | 4 | 4 | SB | 15 | FB | XX | L | Shop Fab CM9SB: 1.5" Sch XXH | 614-SB-15FB-XX-L | LF | NO | NO | n/a | 2020 | DIRECT LABOR | Active | Shop Fab Chrome Pipe 6% - 15% & Nickel 3.5% | Shop Fab Chrome Pipe 6% - 15% & Nickel 3.5% Small Bore |  |  |  |  | 5000 | Pipe Fabrication | 614SB15FBXXL | Direct field labor for Shop Fab CMSB: 1.5" Sch XXH.
61 | 4 | 4 | SB | 20 | 00 | ST | L | Shop Fab Chrome Pipe 6% - 15% & Nickel 3.5% Small Bore 2" | 614-SB-2000-ST-L | LF | NO | NO | n/a | 2020 | DIRECT LABOR | Active | Shop Fab Chrome Pipe 6% - 15% & Nickel 3.5% | Shop Fab Chrome Pipe 6% - 15% & Nickel 3.5% Small Bore |  |  |  |  | 5000 | Pipe Fabrication | 614SB2000STL | Summary of Shop Fab Chrome Pipe 6% - 15% & Nickel 3.5% Small Bore 2" labor costs.
61 | 4 | 4 | SB | 20 | FB | 00 | L | Shop Fab Chrome Pipe 6% - 15% & Nickel 3.5% Small Bore 2" - Shop Fabricate | 614-SB-20FB-00-L | LF | NO | NO | n/a | 2020 | DIRECT LABOR | Active | Shop Fab Chrome Pipe 6% - 15% & Nickel 3.5% | Shop Fab Chrome Pipe 6% - 15% & Nickel 3.5% Small Bore |  |  |  |  | 5000 | Pipe Fabrication | 614SB20FB00L | Summary of Shop Fab Chrome Pipe 6% - 15% & Nickel 3.5% Small Bore 2" - Shop Fabricate labor costs.
61 | 4 | 4 | SB | 20 | FB | ST | L | Shop Fab CM9SB: 2" Sch Standard or less | 614-SB-20FB-ST-L | LF | NO | NO | n/a | 2020 | DIRECT LABOR | Active | Shop Fab Chrome Pipe 6% - 15% & Nickel 3.5% | Shop Fab Chrome Pipe 6% - 15% & Nickel 3.5% Small Bore |  |  |  |  | 5000 | Pipe Fabrication | 614SB20FBSTL | Direct field labor for Shop Fab CMSB: 2" Sch Standard or less.
61 | 4 | 4 | SB | 20 | FB | XH | L | Shop Fab CM9SB: 2" Sch XH | 614-SB-20FB-XH-L | LF | NO | NO | n/a | 2020 | DIRECT LABOR | Active | Shop Fab Chrome Pipe 6% - 15% & Nickel 3.5% | Shop Fab Chrome Pipe 6% - 15% & Nickel 3.5% Small Bore |  |  |  |  | 5000 | Pipe Fabrication | 614SB20FBXHL | Direct field labor for Shop Fab CMSB: 2" Sch XH.
61 | 4 | 4 | SB | 20 | FB | XX | L | Shop Fab CM9SB: 2" Sch XXH | 614-SB-20FB-XX-L | LF | NO | NO | n/a | 2020 | DIRECT LABOR | Active | Shop Fab Chrome Pipe 6% - 15% & Nickel 3.5% | Shop Fab Chrome Pipe 6% - 15% & Nickel 3.5% Small Bore |  |  |  |  | 5000 | Pipe Fabrication | 614SB20FBXXL | Direct field labor for Shop Fab CMSB: 2" Sch XXH.
61 | 4 | 4 | SB | 25 | 00 | ST | L | Shop Fab Chrome Pipe 6% - 15% & Nickel 3.5% Small Bore 2.5" | 614-SB-2500-ST-L | LF | NO | NO | n/a | 2020 | DIRECT LABOR | Active | Shop Fab Chrome Pipe 6% - 15% & Nickel 3.5% | Shop Fab Chrome Pipe 6% - 15% & Nickel 3.5% Small Bore |  |  |  |  | 5000 | Pipe Fabrication | 614SB2500STL | Summary of Shop Fab Chrome Pipe 6% - 15% & Nickel 3.5% Small Bore 2.5" labor costs.
61 | 4 | 4 | SB | 25 | FB | 00 | L | Shop Fab Chrome Pipe 6% - 15% & Nickel 3.5% Small Bore 2.5" - Shop Fabricate | 614-SB-25FB-00-L | LF | NO | NO | n/a | 2020 | DIRECT LABOR | Active | Shop Fab Chrome Pipe 6% - 15% & Nickel 3.5% | Shop Fab Chrome Pipe 6% - 15% & Nickel 3.5% Small Bore |  |  |  |  | 5000 | Pipe Fabrication | 614SB25FB00L | Summary of Shop Fab Chrome Pipe 6% - 15% & Nickel 3.5% Small Bore 2.5" - Shop Fabricate labor costs.
61 | 4 | 4 | SB | 25 | FB | ST | L | Shop Fab CM9SB: 2.5" Sch Standard or less | 614-SB-25FB-ST-L | LF | NO | NO | n/a | 2020 | DIRECT LABOR | Active | Shop Fab Chrome Pipe 6% - 15% & Nickel 3.5% | Shop Fab Chrome Pipe 6% - 15% & Nickel 3.5% Small Bore |  |  |  |  | 5000 | Pipe Fabrication | 614SB25FBSTL | Direct field labor for Shop Fab CMSB: 2.5" Sch Standard or less.
61 | 4 | 4 | SB | 25 | FB | XH | L | Shop Fab CM9SB: 2.5" Sch XH | 614-SB-25FB-XH-L | LF | NO | NO | n/a | 2020 | DIRECT LABOR | Active | Shop Fab Chrome Pipe 6% - 15% & Nickel 3.5% | Shop Fab Chrome Pipe 6% - 15% & Nickel 3.5% Small Bore |  |  |  |  | 5000 | Pipe Fabrication | 614SB25FBXHL | Direct field labor for Shop Fab CMSB: 2.5" Sch XH.
61 | 4 | 4 | SB | 25 | FB | XX | L | Shop Fab CM9SB: 2.5" Sch XXH | 614-SB-25FB-XX-L | LF | NO | NO | n/a | 2020 | DIRECT LABOR | Active | Shop Fab Chrome Pipe 6% - 15% & Nickel 3.5% | Shop Fab Chrome Pipe 6% - 15% & Nickel 3.5% Small Bore |  |  |  |  | 5000 | Pipe Fabrication | 614SB25FBXXL | Direct field labor for Shop Fab CMSB: 2.5" Sch XXH.
61 | 4 | 4 | XB | 00 | 00 | XB | L | Shop Fab Chrome Pipe 6% - 15% & Nickel 3.5% X-tra Large Bore | 614-XB-0000-XB-L | LF | NO | NO | n/a | 2020 | DIRECT LABOR | Active | Shop Fab Chrome Pipe 6% - 15% & Nickel 3.5% | Shop Fab Chrome Pipe 6% - 15% & Nickel 3.5% X-tra Large Bore |  |  |  |  | 5000 | Pipe Fabrication | 614XB0000XBL | Summary of Shop Fab Chrome Pipe 6% - 15% & Nickel 3.5% X-tra Large Bore labor costs.
61 | 4 | 4 | XB | 30 | 00 | ST | L | Shop Fab Chrome Pipe 6% - 15% & Nickel 3.5% X-tra Large Bore 30" | 614-XB-3000-ST-L | LF | NO | NO | n/a | 2020 | DIRECT LABOR | Active | Shop Fab Chrome Pipe 6% - 15% & Nickel 3.5% | Shop Fab Chrome Pipe 6% - 15% & Nickel 3.5% X-tra Large Bore |  |  |  |  | 5000 | Pipe Fabrication | 614XB3000STL | Summary of Shop Fab Chrome Pipe 6% - 15% & Nickel 3.5% X-tra Large Bore 30" labor costs.
61 | 4 | 4 | XB | 30 | FB | 00 | L | Shop Fab Chrome Pipe 6% - 15% & Nickel 3.5% X-tra Large Bore 30" - Shop Fabricate | 614-XB-30FB-00-L | LF | NO | NO | n/a | 2020 | DIRECT LABOR | Active | Shop Fab Chrome Pipe 6% - 15% & Nickel 3.5% | Shop Fab Chrome Pipe 6% - 15% & Nickel 3.5% X-tra Large Bore |  |  |  |  | 5000 | Pipe Fabrication | 614XB30FB00L | Summary of Shop Fab Chrome Pipe 6% - 15% & Nickel 3.5% X-tra Large Bore 30" - Shop Fabricate labor costs.
61 | 4 | 4 | XB | 30 | FB | ST | L | Shop Fab CM9XB: 30" Sch Standard or less | 614-XB-30FB-ST-L | LF | NO | NO | n/a | 2020 | DIRECT LABOR | Active | Shop Fab Chrome Pipe 6% - 15% & Nickel 3.5% | Shop Fab Chrome Pipe 6% - 15% & Nickel 3.5% X-tra Large Bore |  |  |  |  | 5000 | Pipe Fabrication | 614XB30FBSTL | Direct field labor for Shop Fab CMXB: 30" Sch Standard or less.
61 | 4 | 4 | XB | 30 | FB | XH | L | Shop Fab CM9XB: 30" Sch XH | 614-XB-30FB-XH-L | LF | NO | NO | n/a | 2020 | DIRECT LABOR | Active | Shop Fab Chrome Pipe 6% - 15% & Nickel 3.5% | Shop Fab Chrome Pipe 6% - 15% & Nickel 3.5% X-tra Large Bore |  |  |  |  | 5000 | Pipe Fabrication | 614XB30FBXHL | Direct field labor for Shop Fab CMXB: 30" Sch XH.
61 | 4 | 4 | XB | 30 | FB | XX | L | Shop Fab CM9XB: 30" Sch XXH | 614-XB-30FB-XX-L | LF | NO | NO | n/a | 2020 | DIRECT LABOR | Active | Shop Fab Chrome Pipe 6% - 15% & Nickel 3.5% | Shop Fab Chrome Pipe 6% - 15% & Nickel 3.5% X-tra Large Bore |  |  |  |  | 5000 | Pipe Fabrication | 614XB30FBXXL | Direct field labor for Shop Fab CMXB: 30" Sch XXH.
61 | 4 | 4 | XB | 36 | 00 | ST | L | Shop Fab Chrome Pipe 6% - 15% & Nickel 3.5% X-tra Large Bore 36" | 614-XB-3600-ST-L | LF | NO | NO | n/a | 2020 | DIRECT LABOR | Active | Shop Fab Chrome Pipe 6% - 15% & Nickel 3.5% | Shop Fab Chrome Pipe 6% - 15% & Nickel 3.5% X-tra Large Bore |  |  |  |  | 5000 | Pipe Fabrication | 614XB3600STL | Summary of Shop Fab Chrome Pipe 6% - 15% & Nickel 3.5% X-tra Large Bore 36" labor costs.
61 | 4 | 4 | XB | 36 | FB | 00 | L | Shop Fab Chrome Pipe 6% - 15% & Nickel 3.5% X-tra Large Bore 36" - Shop Fabricate | 614-XB-36FB-00-L | LF | NO | NO | n/a | 2020 | DIRECT LABOR | Active | Shop Fab Chrome Pipe 6% - 15% & Nickel 3.5% | Shop Fab Chrome Pipe 6% - 15% & Nickel 3.5% X-tra Large Bore |  |  |  |  | 5000 | Pipe Fabrication | 614XB36FB00L | Summary of Shop Fab Chrome Pipe 6% - 15% & Nickel 3.5% X-tra Large Bore 36" - Shop Fabricate labor costs.
61 | 4 | 4 | XB | 36 | FB | ST | L | Shop Fab CM9XB: 36" Sch Standard or less | 614-XB-36FB-ST-L | LF | NO | NO | n/a | 2020 | DIRECT LABOR | Active | Shop Fab Chrome Pipe 6% - 15% & Nickel 3.5% | Shop Fab Chrome Pipe 6% - 15% & Nickel 3.5% X-tra Large Bore |  |  |  |  | 5000 | Pipe Fabrication | 614XB36FBSTL | Direct field labor for Shop Fab CMXB: 36" Sch Standard or less.
61 | 4 | 4 | XB | 36 | FB | XH | L | Shop Fab CM9XB: 36" Sch XH | 614-XB-36FB-XH-L | LF | NO | NO | n/a | 2020 | DIRECT LABOR | Active | Shop Fab Chrome Pipe 6% - 15% & Nickel 3.5% | Shop Fab Chrome Pipe 6% - 15% & Nickel 3.5% X-tra Large Bore |  |  |  |  | 5000 | Pipe Fabrication | 614XB36FBXHL | Direct field labor for Shop Fab CMXB: 36" Sch XH.
61 | 4 | 4 | XB | 36 | FB | XX | L | Shop Fab CM9XB: 36" Sch XXH | 614-XB-36FB-XX-L | LF | NO | NO | n/a | 2020 | DIRECT LABOR | Active | Shop Fab Chrome Pipe 6% - 15% & Nickel 3.5% | Shop Fab Chrome Pipe 6% - 15% & Nickel 3.5% X-tra Large Bore |  |  |  |  | 5000 | Pipe Fabrication | 614XB36FBXXL | Direct field labor for Shop Fab CMXB: 36" Sch XXH.
61 | 4 | 4 | XB | 42 | 00 | ST | L | Shop Fab Chrome Pipe 6% - 15% & Nickel 3.5% X-tra Large Bore 42" | 614-XB-4200-ST-L | LF | NO | NO | n/a | 2020 | DIRECT LABOR | Active | Shop Fab Chrome Pipe 6% - 15% & Nickel 3.5% | Shop Fab Chrome Pipe 6% - 15% & Nickel 3.5% X-tra Large Bore |  |  |  |  | 5000 | Pipe Fabrication | 614XB4200STL | Summary of Shop Fab Chrome Pipe 6% - 15% & Nickel 3.5% X-tra Large Bore 42" labor costs.
61 | 4 | 4 | XB | 42 | FB | 00 | L | Shop Fab Chrome Pipe 6% - 15% & Nickel 3.5% X-tra Large Bore 42" - Shop Fabricate | 614-XB-42FB-00-L | LF | NO | NO | n/a | 2020 | DIRECT LABOR | Active | Shop Fab Chrome Pipe 6% - 15% & Nickel 3.5% | Shop Fab Chrome Pipe 6% - 15% & Nickel 3.5% X-tra Large Bore |  |  |  |  | 5000 | Pipe Fabrication | 614XB42FB00L | Summary of Shop Fab Chrome Pipe 6% - 15% & Nickel 3.5% X-tra Large Bore 42" - Shop Fabricate labor costs.
61 | 4 | 4 | XB | 42 | FB | ST | L | Shop Fab CM9XB: 42" Sch Standard or less | 614-XB-42FB-ST-L | LF | NO | NO | n/a | 2020 | DIRECT LABOR | Active | Shop Fab Chrome Pipe 6% - 15% & Nickel 3.5% | Shop Fab Chrome Pipe 6% - 15% & Nickel 3.5% X-tra Large Bore |  |  |  |  | 5000 | Pipe Fabrication | 614XB42FBSTL | Direct field labor for Shop Fab CMXB: 42" Sch Standard or less.
61 | 4 | 4 | XB | 42 | FB | XH | L | Shop Fab CM9XB: 42" Sch XH | 614-XB-42FB-XH-L | LF | NO | NO | n/a | 2020 | DIRECT LABOR | Active | Shop Fab Chrome Pipe 6% - 15% & Nickel 3.5% | Shop Fab Chrome Pipe 6% - 15% & Nickel 3.5% X-tra Large Bore |  |  |  |  | 5000 | Pipe Fabrication | 614XB42FBXHL | Direct field labor for Shop Fab CMXB: 42" Sch XH.
61 | 5 | 4 | XB | 42 | FB | XX | L | Shop Fab CM9XB: 42" Sch XXH | 614-XB-42FB-XX-L | LF | NO | NO | n/a | 2020 | DIRECT LABOR | Active | Shop Fab Chrome Pipe 6% - 15% & Nickel 3.5% | Shop Fab Chrome Pipe 6% - 15% & Nickel 3.5% X-tra Large Bore |  |  |  |  | 5000 | Pipe Fabrication | 614XB42FBXXL | Direct field labor for Shop Fab CMXB: 42" Sch XXH.
61 | 5 | 4 | XB | 48 | 00 | ST | L | Shop Fab Chrome Pipe 6% - 15% & Nickel 3.5% X-tra Large Bore 48" | 614-XB-4800-ST-L | LF | NO | NO | n/a | 2020 | DIRECT LABOR | Active | Shop Fab Chrome Pipe 6% - 15% & Nickel 3.5% | Shop Fab Chrome Pipe 6% - 15% & Nickel 3.5% X-tra Large Bore |  |  |  |  | 5000 | Pipe Fabrication | 614XB4800STL | Summary of Shop Fab Chrome Pipe 6% - 15% & Nickel 3.5% X-tra Large Bore 48" labor costs.
61 | 5 | 4 | XB | 48 | FB | 00 | L | Shop Fab Chrome Pipe 6% - 15% & Nickel 3.5% X-tra Large Bore 48" - Shop Fabricate | 614-XB-48FB-00-L | LF | NO | NO | n/a | 2020 | DIRECT LABOR | Active | Shop Fab Chrome Pipe 6% - 15% & Nickel 3.5% | Shop Fab Chrome Pipe 6% - 15% & Nickel 3.5% X-tra Large Bore |  |  |  |  | 5000 | Pipe Fabrication | 614XB48FB00L | Summary of Shop Fab Chrome Pipe 6% - 15% & Nickel 3.5% X-tra Large Bore 48" - Shop Fabricate labor costs.
61 | 5 | 4 | XB | 48 | FB | ST | L | Shop Fab CM9XB: 48" Sch Standard or less | 614-XB-48FB-ST-L | LF | NO | NO | n/a | 2020 | DIRECT LABOR | Active | Shop Fab Chrome Pipe 6% - 15% & Nickel 3.5% | Shop Fab Chrome Pipe 6% - 15% & Nickel 3.5% X-tra Large Bore |  |  |  |  | 5000 | Pipe Fabrication | 614XB48FBSTL | Direct field labor for Shop Fab CMXB: 48" Sch Standard or less.
61 | 5 | 4 | XB | 48 | FB | XH | L | Shop Fab CM9XB: 48" Sch XH | 614-XB-48FB-XH-L | LF | NO | NO | n/a | 2020 | DIRECT LABOR | Active | Shop Fab Chrome Pipe 6% - 15% & Nickel 3.5% | Shop Fab Chrome Pipe 6% - 15% & Nickel 3.5% X-tra Large Bore |  |  |  |  | 5000 | Pipe Fabrication | 614XB48FBXHL | Direct field labor for Shop Fab CMXB: 48" Sch XH.
61 | 5 | 4 | XB | 48 | FB | XX | L | Shop Fab CM9XB: 48" Sch XXH | 614-XB-48FB-XX-L | LF | NO | NO | n/a | 2020 | DIRECT LABOR | Active | Shop Fab Chrome Pipe 6% - 15% & Nickel 3.5% | Shop Fab Chrome Pipe 6% - 15% & Nickel 3.5% X-tra Large Bore |  |  |  |  | 5000 | Pipe Fabrication | 614XB48FBXXL | Direct field labor for Shop Fab CMXB: 48" Sch XXH.
61 | 5 | 4 | XB | 54 | 00 | ST | L | Shop Fab Chrome Pipe 6% - 15% & Nickel 3.5% X-tra Large Bore 54" | 614-XB-5400-ST-L | LF | NO | NO | n/a | 2020 | DIRECT LABOR | Active | Shop Fab Chrome Pipe 6% - 15% & Nickel 3.5% | Shop Fab Chrome Pipe 6% - 15% & Nickel 3.5% X-tra Large Bore |  |  |  |  | 5000 | Pipe Fabrication | 614XB5400STL | Summary of Shop Fab Chrome Pipe 6% - 15% & Nickel 3.5% X-tra Large Bore 54" labor costs.
61 | 5 | 4 | XB | 54 | FB | 00 | L | Shop Fab Chrome Pipe 6% - 15% & Nickel 3.5% X-tra Large Bore 54" - Shop Fabricate | 614-XB-54FB-00-L | LF | NO | NO | n/a | 2020 | DIRECT LABOR | Active | Shop Fab Chrome Pipe 6% - 15% & Nickel 3.5% | Shop Fab Chrome Pipe 6% - 15% & Nickel 3.5% X-tra Large Bore |  |  |  |  | 5000 | Pipe Fabrication | 614XB54FB00L | Summary of Shop Fab Chrome Pipe 6% - 15% & Nickel 3.5% X-tra Large Bore 54" - Shop Fabricate labor costs.
61 | 5 | 4 | XB | 54 | FB | ST | L | Shop Fab CM9XB: 54" Sch Standard or less | 614-XB-54FB-ST-L | LF | NO | NO | n/a | 2020 | DIRECT LABOR | Active | Shop Fab Chrome Pipe 6% - 15% & Nickel 3.5% | Shop Fab Chrome Pipe 6% - 15% & Nickel 3.5% X-tra Large Bore |  |  |  |  | 5000 | Pipe Fabrication | 614XB54FBSTL | Direct field labor for Shop Fab CMXB: 54" Sch Standard or less.
61 | 5 | 4 | XB | 54 | FB | XH | L | Shop Fab CM9XB: 54" Sch XH | 614-XB-54FB-XH-L | LF | NO | NO | n/a | 2020 | DIRECT LABOR | Active | Shop Fab Chrome Pipe 6% - 15% & Nickel 3.5% | Shop Fab Chrome Pipe 6% - 15% & Nickel 3.5% X-tra Large Bore |  |  |  |  | 5000 | Pipe Fabrication | 614XB54FBXHL | Direct field labor for Shop Fab CMXB: 54" Sch XH.
61 | 5 | 4 | XB | 54 | FB | XX | L | Shop Fab CM9XB: 54" Sch XXH | 614-XB-54FB-XX-L | LF | NO | NO | n/a | 2020 | DIRECT LABOR | Active | Shop Fab Chrome Pipe 6% - 15% & Nickel 3.5% | Shop Fab Chrome Pipe 6% - 15% & Nickel 3.5% X-tra Large Bore |  |  |  |  | 5000 | Pipe Fabrication | 614XB54FBXXL | Direct field labor for Shop Fab CMXB: 54" Sch XXH.
61 | 5 | 4 | XB | 60 | 00 | ST | L | Shop Fab Chrome Pipe 6% - 15% & Nickel 3.5% X-tra Large Bore 60" | 614-XB-6000-ST-L | LF | NO | NO | n/a | 2020 | DIRECT LABOR | Active | Shop Fab Chrome Pipe 6% - 15% & Nickel 3.5% | Shop Fab Chrome Pipe 6% - 15% & Nickel 3.5% X-tra Large Bore |  |  |  |  | 5000 | Pipe Fabrication | 614XB6000STL | Summary of Shop Fab Chrome Pipe 6% - 15% & Nickel 3.5% X-tra Large Bore 60" labor costs.
61 | 5 | 4 | XB | 60 | FB | 00 | L | Shop Fab Chrome Pipe 6% - 15% & Nickel 3.5% X-tra Large Bore 60" - Shop Fabricate | 614-XB-60FB-00-L | LF | NO | NO | n/a | 2020 | DIRECT LABOR | Active | Shop Fab Chrome Pipe 6% - 15% & Nickel 3.5% | Shop Fab Chrome Pipe 6% - 15% & Nickel 3.5% X-tra Large Bore |  |  |  |  | 5000 | Pipe Fabrication | 614XB60FB00L | Summary of Shop Fab Chrome Pipe 6% - 15% & Nickel 3.5% X-tra Large Bore 60" - Shop Fabricate labor costs.
61 | 5 | 4 | XB | 60 | FB | ST | L | Shop Fab CM9XB: 60" Sch Standard or less | 614-XB-60FB-ST-L | LF | NO | NO | n/a | 2020 | DIRECT LABOR | Active | Shop Fab Chrome Pipe 6% - 15% & Nickel 3.5% | Shop Fab Chrome Pipe 6% - 15% & Nickel 3.5% X-tra Large Bore |  |  |  |  | 5000 | Pipe Fabrication | 614XB60FBSTL | Direct field labor for Shop Fab CMXB: 60" Sch Standard or less.
61 | 5 | 4 | XB | 60 | FB | XH | L | Shop Fab CM9XB: 60" Sch XH | 614-XB-60FB-XH-L | LF | NO | NO | n/a | 2020 | DIRECT LABOR | Active | Shop Fab Chrome Pipe 6% - 15% & Nickel 3.5% | Shop Fab Chrome Pipe 6% - 15% & Nickel 3.5% X-tra Large Bore |  |  |  |  | 5000 | Pipe Fabrication | 614XB60FBXHL | Direct field labor for Shop Fab CMXB: 60" Sch XH.
61 | 5 | 4 | XB | 60 | FB | XX | L | Shop Fab CM9XB: 60" Sch XXH | 614-XB-60FB-XX-L | LF | NO | NO | n/a | 2020 | DIRECT LABOR | Active | Shop Fab Chrome Pipe 6% - 15% & Nickel 3.5% | Shop Fab Chrome Pipe 6% - 15% & Nickel 3.5% X-tra Large Bore |  |  |  |  | 5000 | Pipe Fabrication | 614XB60FBXXL | Direct field labor for Shop Fab CMXB: 60" Sch XXH.
61 | 5 | 5 | 00 | 00 | 00 | 00 | 0 | Shop Fab Copper Large | 615-00-0000-00-0 | LF | YES | YES | n/a | 2020 | DIRECT LABOR | Active | Shop Fab Copper Large | Summary |  |  |  |  | 5000 | Pipe Fabrication | 615000000000 | Top-level summary of all Shop Fab Copper Large costs.
61 | 5 | 5 | LB | 00 | 00 | 00 | L | Shop Fab Copper Large Bore | 615-LB-0000-00-L | LF | NO | NO | n/a | 2020 | DIRECT LABOR | Active | Shop Fab Copper Large | Shop Fab Copper Large Bore |  |  |  |  | 5000 | Pipe Fabrication | 615LB000000L | Summary of Shop Fab Copper Large Bore labor costs.
61 | 5 | 5 | LB | 10 | 00 | ST | L | Shop Fab Copper Large Bore Standard | 615-LB-1000-ST-L | LF | NO | NO | n/a | 2020 | DIRECT LABOR | Active | Shop Fab Copper Large | Shop Fab Copper Large Bore |  |  |  |  | 5000 | Pipe Fabrication | 615LB1000STL | Direct field labor for Shop Fab Copper Large Bore Standard.
61 | 5 | 5 | LB | 10 | FB | ST | L | Shop Fab Copper Large Bore Standard - Shop Fabricate | 615-LB-10FB-ST-L | LF | NO | NO | n/a | 2020 | DIRECT LABOR | Active | Shop Fab Copper Large | Shop Fab Copper Large Bore |  |  |  |  | 5000 | Pipe Fabrication | 615LB10FBSTL | Direct field labor for Shop Fab Copper Large Bore Standard - Shop Fabricate.
61 | 5 | 5 | LB | 20 | 00 | XH | L | Shop Fab Copper Large Bore XH | 615-LB-2000-XH-L | LF | NO | NO | n/a | 2020 | DIRECT LABOR | Active | Shop Fab Copper Large | Shop Fab Copper Large Bore |  |  |  |  | 5000 | Pipe Fabrication | 615LB2000XHL | Direct field labor for Shop Fab Copper Large Bore XH.
61 | 5 | 5 | LB | 20 | FB | XH | L | Shop Fab Copper Large Bore XH - Shop Fabricate | 615-LB-20FB-XH-L | LF | NO | NO | n/a | 2020 | DIRECT LABOR | Active | Shop Fab Copper Large | Shop Fab Copper Large Bore |  |  |  |  | 5000 | Pipe Fabrication | 615LB20FBXHL | Direct field labor for Shop Fab Copper Large Bore XH - Shop Fabricate.
61 | 5 | 5 | LB | 30 | 00 | XX | L | Shop Fab Copper Large Bore XXH | 615-LB-3000-XX-L | LF | NO | NO | n/a | 2020 | DIRECT LABOR | Active | Shop Fab Copper Large | Shop Fab Copper Large Bore |  |  |  |  | 5000 | Pipe Fabrication | 615LB3000XXL | Direct field labor for Shop Fab Copper Large Bore XXH.
61 | 5 | 5 | LB | 30 | FB | XX | L | Shop Fab Copper Large Bore XXH - Shop Fabricate | 615-LB-30FB-XX-L | LF | NO | NO | n/a | 2020 | DIRECT LABOR | Active | Shop Fab Copper Large | Shop Fab Copper Large Bore |  |  |  |  | 5000 | Pipe Fabrication | 615LB30FBXXL | Direct field labor for Shop Fab Copper Large Bore XXH - Shop Fabricate.
61 | 5 | 5 | MB | 00 | 00 | 00 | L | Shop Fab Copper Medium Bore | 615-MB-0000-00-L | LF | NO | NO | n/a | 2020 | DIRECT LABOR | Active | Shop Fab Copper Large | Shop Fab Copper Medium Bore |  |  |  |  | 5000 | Pipe Fabrication | 615MB000000L | Summary of Shop Fab Copper Medium Bore labor costs.
61 | 5 | 5 | MB | 10 | 00 | ST | L | Shop Fab Copper Medium Bore Standard | 615-MB-1000-ST-L | LF | NO | NO | n/a | 2020 | DIRECT LABOR | Active | Shop Fab Copper Large | Shop Fab Copper Medium Bore |  |  |  |  | 5000 | Pipe Fabrication | 615MB1000STL | Direct field labor for Shop Fab Copper Medium Bore Standard.
61 | 5 | 5 | MB | 10 | FB | ST | L | Shop Fab Copper Medium Bore Standard - Shop Fabricate | 615-MB-10FB-ST-L | LF | NO | NO | n/a | 2020 | DIRECT LABOR | Active | Shop Fab Copper Large | Shop Fab Copper Medium Bore |  |  |  |  | 5000 | Pipe Fabrication | 615MB10FBSTL | Direct field labor for Shop Fab Copper Medium Bore Standard - Shop Fabricate.
61 | 5 | 5 | MB | 20 | 00 | XH | L | Shop Fab Copper Medium Bore XH | 615-MB-2000-XH-L | LF | NO | NO | n/a | 2020 | DIRECT LABOR | Active | Shop Fab Copper Large | Shop Fab Copper Medium Bore |  |  |  |  | 5000 | Pipe Fabrication | 615MB2000XHL | Direct field labor for Shop Fab Copper Medium Bore XH.
61 | 5 | 5 | MB | 20 | FB | XH | L | Shop Fab Copper Medium Bore XH - Shop Fabricate | 615-MB-20FB-XH-L | LF | NO | NO | n/a | 2020 | DIRECT LABOR | Active | Shop Fab Copper Large | Shop Fab Copper Medium Bore |  |  |  |  | 5000 | Pipe Fabrication | 615MB20FBXHL | Direct field labor for Shop Fab Copper Medium Bore XH - Shop Fabricate.
61 | 6 | 5 | MB | 30 | 00 | XX | L | Shop Fab Copper Medium Bore XXH | 615-MB-3000-XX-L | LF | NO | NO | n/a | 2020 | DIRECT LABOR | Active | Shop Fab Copper Large | Shop Fab Copper Medium Bore |  |  |  |  | 5000 | Pipe Fabrication | 615MB3000XXL | Direct field labor for Shop Fab Copper Medium Bore XXH.
61 | 6 | 5 | MB | 30 | FB | XX | L | Shop Fab Copper Medium Bore XXH - Shop Fabricate | 615-MB-30FB-XX-L | LF | NO | NO | n/a | 2020 | DIRECT LABOR | Active | Shop Fab Copper Large | Shop Fab Copper Medium Bore |  |  |  |  | 5000 | Pipe Fabrication | 615MB30FBXXL | Direct field labor for Shop Fab Copper Medium Bore XXH - Shop Fabricate.
61 | 6 | 5 | SB | 00 | 00 | 00 | L | Shop Fab Copper Small Bore | 615-SB-0000-00-L | LF | NO | NO | n/a | 2020 | DIRECT LABOR | Active | Shop Fab Copper Large | Shop Fab Copper Small Bore |  |  |  |  | 5000 | Pipe Fabrication | 615SB000000L | Summary of Shop Fab Copper Small Bore labor costs.
61 | 6 | 5 | SB | 10 | 00 | ST | L | Shop Fab Copper Small Bore Standard | 615-SB-1000-ST-L | LF | NO | NO | n/a | 2020 | DIRECT LABOR | Active | Shop Fab Copper Large | Shop Fab Copper Small Bore |  |  |  |  | 5000 | Pipe Fabrication | 615SB1000STL | Direct field labor for Shop Fab Copper Small Bore Standard.
61 | 6 | 5 | SB | 10 | FB | ST | L | Shop Fab Copper Small Bore Standard - Shop Fabricate | 615-SB-10FB-ST-L | LF | NO | NO | n/a | 2020 | DIRECT LABOR | Active | Shop Fab Copper Large | Shop Fab Copper Small Bore |  |  |  |  | 5000 | Pipe Fabrication | 615SB10FBSTL | Direct field labor for Shop Fab Copper Small Bore Standard - Shop Fabricate.
61 | 6 | 5 | SB | 20 | 00 | XH | L | Shop Fab Copper Small Bore XH | 615-SB-2000-XH-L | LF | NO | NO | n/a | 2020 | DIRECT LABOR | Active | Shop Fab Copper Large | Shop Fab Copper Small Bore |  |  |  |  | 5000 | Pipe Fabrication | 615SB2000XHL | Direct field labor for Shop Fab Copper Small Bore XH.
61 | 6 | 5 | SB | 20 | FB | XH | L | Shop Fab Copper Small Bore XH - Shop Fabricate | 615-SB-20FB-XH-L | LF | NO | NO | n/a | 2020 | DIRECT LABOR | Active | Shop Fab Copper Large | Shop Fab Copper Small Bore |  |  |  |  | 5000 | Pipe Fabrication | 615SB20FBXHL | Direct field labor for Shop Fab Copper Small Bore XH - Shop Fabricate.
61 | 6 | 5 | SB | 30 | 00 | XX | L | Shop Fab Copper Small Bore XXH | 615-SB-3000-XX-L | LF | NO | NO | n/a | 2020 | DIRECT LABOR | Active | Shop Fab Copper Large | Shop Fab Copper Small Bore |  |  |  |  | 5000 | Pipe Fabrication | 615SB3000XXL | Direct field labor for Shop Fab Copper Small Bore XXH.
61 | 6 | 5 | SB | 30 | FB | XX | L | Shop Fab Copper Small Bore XXH - Shop Fabricate | 615-SB-30FB-XX-L | LF | NO | NO | n/a | 2020 | DIRECT LABOR | Active | Shop Fab Copper Large | Shop Fab Copper Small Bore |  |  |  |  | 5000 | Pipe Fabrication | 615SB30FBXXL | Direct field labor for Shop Fab Copper Small Bore XXH - Shop Fabricate.
61 | 6 | 5 | XB | 00 | 00 | 00 | L | Shop Fab Copper X-tra Large Bore | 615-XB-0000-00-L | LF | NO | NO | n/a | 2020 | DIRECT LABOR | Active | Shop Fab Copper Large | Shop Fab Copper X-tra Large Bore |  |  |  |  | 5000 | Pipe Fabrication | 615XB000000L | Summary of Shop Fab Copper X-tra Large Bore labor costs.
61 | 6 | 5 | XB | 10 | 00 | ST | L | Shop Fab Copper X-tra Large Bore Standard | 615-XB-1000-ST-L | LF | NO | NO | n/a | 2020 | DIRECT LABOR | Active | Shop Fab Copper Large | Shop Fab Copper X-tra Large Bore |  |  |  |  | 5000 | Pipe Fabrication | 615XB1000STL | Direct field labor for Shop Fab Copper X-tra Large Bore Standard.
61 | 6 | 5 | XB | 10 | FB | ST | L | Shop Fab Copper X-tra Large Bore Standard - Shop Fabricate | 615-XB-10FB-ST-L | LF | NO | NO | n/a | 2020 | DIRECT LABOR | Active | Shop Fab Copper Large | Shop Fab Copper X-tra Large Bore |  |  |  |  | 5000 | Pipe Fabrication | 615XB10FBSTL | Direct field labor for Shop Fab Copper X-tra Large Bore Standard - Shop Fabricate.
61 | 6 | 5 | XB | 20 | 00 | XH | L | Shop Fab Copper X-tra Large Bore XH | 615-XB-2000-XH-L | LF | NO | NO | n/a | 2020 | DIRECT LABOR | Active | Shop Fab Copper Large | Shop Fab Copper X-tra Large Bore |  |  |  |  | 5000 | Pipe Fabrication | 615XB2000XHL | Direct field labor for Shop Fab Copper X-tra Large Bore XH.
61 | 6 | 5 | XB | 20 | FB | XH | L | Shop Fab Copper X-tra Large Bore XH - Shop Fabricate | 615-XB-20FB-XH-L | LF | NO | NO | n/a | 2020 | DIRECT LABOR | Active | Shop Fab Copper Large | Shop Fab Copper X-tra Large Bore |  |  |  |  | 5000 | Pipe Fabrication | 615XB20FBXHL | Direct field labor for Shop Fab Copper X-tra Large Bore XH - Shop Fabricate.
61 | 6 | 5 | XB | 30 | 00 | XX | L | Shop Fab Copper X-tra Large Bore XXH | 615-XB-3000-XX-L | LF | NO | NO | n/a | 2020 | DIRECT LABOR | Active | Shop Fab Copper Large | Shop Fab Copper X-tra Large Bore |  |  |  |  | 5000 | Pipe Fabrication | 615XB3000XXL | Direct field labor for Shop Fab Copper X-tra Large Bore XXH.
61 | 6 | 5 | XB | 30 | FB | XX | L | Shop Fab Copper X-tra Large Bore XXH - Shop Fabricate | 615-XB-30FB-XX-L | LF | NO | NO | n/a | 2020 | DIRECT LABOR | Active | Shop Fab Copper Large | Shop Fab Copper X-tra Large Bore |  |  |  |  | 5000 | Pipe Fabrication | 615XB30FBXXL | Direct field labor for Shop Fab Copper X-tra Large Bore XXH - Shop Fabricate.
61 | 6 | 6 | 00 | 00 | 00 | 00 | 0 | Shop Fab Brass | 616-00-0000-00-0 | LF | YES | YES | n/a | 2020 | DIRECT LABOR | Active | Shop Fab Brass | Summary |  |  |  |  | 5000 | Pipe Fabrication | 616000000000 | Top-level summary of all Shop Fab Brass costs.
61 | 6 | 6 | LB | 00 | 00 | 00 | L | Shop Fab Brass Large Bore | 616-LB-0000-00-L | LF | NO | NO | n/a | 2020 | DIRECT LABOR | Active | Shop Fab Brass | Shop Fab Brass Large Bore |  |  |  |  | 5000 | Pipe Fabrication | 616LB000000L | Summary of Shop Fab Brass Large Bore labor costs.
61 | 6 | 6 | LB | 10 | 00 | ST | L | Shop Fab Brass Large Bore Standard | 616-LB-1000-ST-L | LF | NO | NO | n/a | 2020 | DIRECT LABOR | Active | Shop Fab Brass | Shop Fab Brass Large Bore |  |  |  |  | 5000 | Pipe Fabrication | 616LB1000STL | Direct field labor for Shop Fab Brass Large Bore Standard.
61 | 6 | 6 | LB | 10 | FB | ST | L | Shop Fab Brass Large Bore Standard - Shop Fabricate | 616-LB-10FB-ST-L | LF | NO | NO | n/a | 2020 | DIRECT LABOR | Active | Shop Fab Brass | Shop Fab Brass Large Bore |  |  |  |  | 5000 | Pipe Fabrication | 616LB10FBSTL | Direct field labor for Shop Fab Brass Large Bore Standard - Shop Fabricate.
61 | 6 | 6 | LB | 20 | 00 | XH | L | Shop Fab Brass Large Bore XH | 616-LB-2000-XH-L | LF | NO | NO | n/a | 2020 | DIRECT LABOR | Active | Shop Fab Brass | Shop Fab Brass Large Bore |  |  |  |  | 5000 | Pipe Fabrication | 616LB2000XHL | Direct field labor for Shop Fab Brass Large Bore XH.
61 | 6 | 6 | LB | 20 | FB | XH | L | Shop Fab Brass Large Bore XH - Shop Fabricate | 616-LB-20FB-XH-L | LF | NO | NO | n/a | 2020 | DIRECT LABOR | Active | Shop Fab Brass | Shop Fab Brass Large Bore |  |  |  |  | 5000 | Pipe Fabrication | 616LB20FBXHL | Direct field labor for Shop Fab Brass Large Bore XH - Shop Fabricate.
61 | 6 | 6 | LB | 30 | 00 | XX | L | Shop Fab Brass Large Bore XXH | 616-LB-3000-XX-L | LF | NO | NO | n/a | 2020 | DIRECT LABOR | Active | Shop Fab Brass | Shop Fab Brass Large Bore |  |  |  |  | 5000 | Pipe Fabrication | 616LB3000XXL | Direct field labor for Shop Fab Brass Large Bore XXH.
61 | 6 | 6 | LB | 30 | FB | XX | L | Shop Fab Brass Large Bore XXH - Shop Fabricate | 616-LB-30FB-XX-L | LF | NO | NO | n/a | 2020 | DIRECT LABOR | Active | Shop Fab Brass | Shop Fab Brass Large Bore |  |  |  |  | 5000 | Pipe Fabrication | 616LB30FBXXL | Direct field labor for Shop Fab Brass Large Bore XXH - Shop Fabricate.
61 | 6 | 6 | MB | 00 | 00 | 00 | L | Shop Fab Brass Medium Bore | 616-MB-0000-00-L | LF | NO | NO | n/a | 2020 | DIRECT LABOR | Active | Shop Fab Brass | Shop Fab Brass Medium Bore |  |  |  |  | 5000 | Pipe Fabrication | 616MB000000L | Summary of Shop Fab Brass Medium Bore labor costs.
61 | 6 | 6 | MB | 10 | 00 | ST | L | Shop Fab Brass Medium Bore Standard | 616-MB-1000-ST-L | LF | NO | NO | n/a | 2020 | DIRECT LABOR | Active | Shop Fab Brass | Shop Fab Brass Medium Bore |  |  |  |  | 5000 | Pipe Fabrication | 616MB1000STL | Direct field labor for Shop Fab Brass Medium Bore Standard.
61 | 6 | 6 | MB | 10 | FB | ST | L | Shop Fab Brass Medium Bore Standard - Shop Fabricate | 616-MB-10FB-ST-L | LF | NO | NO | n/a | 2020 | DIRECT LABOR | Active | Shop Fab Brass | Shop Fab Brass Medium Bore |  |  |  |  | 5000 | Pipe Fabrication | 616MB10FBSTL | Direct field labor for Shop Fab Brass Medium Bore Standard - Shop Fabricate.
61 | 6 | 6 | MB | 20 | 00 | XH | L | Shop Fab Brass Medium Bore XH | 616-MB-2000-XH-L | LF | NO | NO | n/a | 2020 | DIRECT LABOR | Active | Shop Fab Brass | Shop Fab Brass Medium Bore |  |  |  |  | 5000 | Pipe Fabrication | 616MB2000XHL | Direct field labor for Shop Fab Brass Medium Bore XH.
61 | 6 | 6 | MB | 20 | FB | XH | L | Shop Fab Brass Medium Bore XH - Shop Fabricate | 616-MB-20FB-XH-L | LF | NO | NO | n/a | 2020 | DIRECT LABOR | Active | Shop Fab Brass | Shop Fab Brass Medium Bore |  |  |  |  | 5000 | Pipe Fabrication | 616MB20FBXHL | Direct field labor for Shop Fab Brass Medium Bore XH - Shop Fabricate.
61 | 7 | 6 | MB | 30 | 00 | XX | L | Shop Fab Brass Medium Bore XXH | 616-MB-3000-XX-L | LF | NO | NO | n/a | 2020 | DIRECT LABOR | Active | Shop Fab Brass | Shop Fab Brass Medium Bore |  |  |  |  | 5000 | Pipe Fabrication | 616MB3000XXL | Direct field labor for Shop Fab Brass Medium Bore XXH.
61 | 7 | 6 | MB | 30 | FB | XX | L | Shop Fab Brass Medium Bore XXH - Shop Fabricate | 616-MB-30FB-XX-L | LF | NO | NO | n/a | 2020 | DIRECT LABOR | Active | Shop Fab Brass | Shop Fab Brass Medium Bore |  |  |  |  | 5000 | Pipe Fabrication | 616MB30FBXXL | Direct field labor for Shop Fab Brass Medium Bore XXH - Shop Fabricate.
61 | 7 | 6 | SB | 00 | 00 | 00 | L | Shop Fab Brass Small Bore | 616-SB-0000-00-L | LF | NO | NO | n/a | 2020 | DIRECT LABOR | Active | Shop Fab Brass | Shop Fab Brass Small Bore |  |  |  |  | 5000 | Pipe Fabrication | 616SB000000L | Summary of Shop Fab Brass Small Bore labor costs.
61 | 7 | 6 | SB | 10 | 00 | ST | L | Shop Fab Brass Small Bore Standard | 616-SB-1000-ST-L | LF | NO | NO | n/a | 2020 | DIRECT LABOR | Active | Shop Fab Brass | Shop Fab Brass Small Bore |  |  |  |  | 5000 | Pipe Fabrication | 616SB1000STL | Direct field labor for Shop Fab Brass Small Bore Standard.
61 | 7 | 6 | SB | 10 | FB | ST | L | Shop Fab Brass Small Bore Standard - Shop Fabricate | 616-SB-10FB-ST-L | LF | NO | NO | n/a | 2020 | DIRECT LABOR | Active | Shop Fab Brass | Shop Fab Brass Small Bore |  |  |  |  | 5000 | Pipe Fabrication | 616SB10FBSTL | Direct field labor for Shop Fab Brass Small Bore Standard - Shop Fabricate.
61 | 8 | 6 | SB | 20 | 00 | XH | L | Shop Fab Brass Small Bore XH | 616-SB-2000-XH-L | LF | NO | NO | n/a | 2020 | DIRECT LABOR | Active | Shop Fab Brass | Shop Fab Brass Small Bore |  |  |  |  | 5000 | Pipe Fabrication | 616SB2000XHL | Direct field labor for Shop Fab Brass Small Bore XH.
61 | 8 | 6 | SB | 20 | FB | XH | L | Shop Fab Brass Small Bore XH - Shop Fabricate | 616-SB-20FB-XH-L | LF | NO | NO | n/a | 2020 | DIRECT LABOR | Active | Shop Fab Brass | Shop Fab Brass Small Bore |  |  |  |  | 5000 | Pipe Fabrication | 616SB20FBXHL | Direct field labor for Shop Fab Brass Small Bore XH - Shop Fabricate.
61 | 8 | 6 | SB | 30 | 00 | XX | L | Shop Fab Brass Small Bore XXH | 616-SB-3000-XX-L | LF | NO | NO | n/a | 2020 | DIRECT LABOR | Active | Shop Fab Brass | Shop Fab Brass Small Bore |  |  |  |  | 5000 | Pipe Fabrication | 616SB3000XXL | Direct field labor for Shop Fab Brass Small Bore XXH.
61 | 8 | 6 | SB | 30 | FB | XX | L | Shop Fab Brass Small Bore XXH - Shop Fabricate | 616-SB-30FB-XX-L | LF | NO | NO | n/a | 2020 | DIRECT LABOR | Active | Shop Fab Brass | Shop Fab Brass Small Bore |  |  |  |  | 5000 | Pipe Fabrication | 616SB30FBXXL | Direct field labor for Shop Fab Brass Small Bore XXH - Shop Fabricate.
61 | 8 | 6 | XB | 00 | 00 | 00 | L | Shop Fab Brass X-tra Large Bore | 616-XB-0000-00-L | LF | NO | NO | n/a | 2020 | DIRECT LABOR | Active | Shop Fab Brass | Shop Fab Brass X-tra Large Bore |  |  |  |  | 5000 | Pipe Fabrication | 616XB000000L | Summary of Shop Fab Brass X-tra Large Bore labor costs.
61 | 8 | 6 | XB | 10 | 00 | ST | L | Shop Fab Brass X-tra Large Bore Standard | 616-XB-1000-ST-L | LF | NO | NO | n/a | 2020 | DIRECT LABOR | Active | Shop Fab Brass | Shop Fab Brass X-tra Large Bore |  |  |  |  | 5000 | Pipe Fabrication | 616XB1000STL | Direct field labor for Shop Fab Brass X-tra Large Bore Standard.
61 | 8 | 6 | XB | 10 | FB | ST | L | Shop Fab Brass X-tra Large Bore Standard - Shop Fabricate | 616-XB-10FB-ST-L | LF | NO | NO | n/a | 2020 | DIRECT LABOR | Active | Shop Fab Brass | Shop Fab Brass X-tra Large Bore |  |  |  |  | 5000 | Pipe Fabrication | 616XB10FBSTL | Direct field labor for Shop Fab Brass X-tra Large Bore Standard - Shop Fabricate.
61 | 8 | 6 | XB | 20 | 00 | XH | L | Shop Fab Brass X-tra Large Bore XH | 616-XB-2000-XH-L | LF | NO | NO | n/a | 2020 | DIRECT LABOR | Active | Shop Fab Brass | Shop Fab Brass X-tra Large Bore |  |  |  |  | 5000 | Pipe Fabrication | 616XB2000XHL | Direct field labor for Shop Fab Brass X-tra Large Bore XH.
61 | 8 | 6 | XB | 20 | FB | XH | L | Shop Fab Brass X-tra Large Bore XH - Shop Fabricate | 616-XB-20FB-XH-L | LF | NO | NO | n/a | 2020 | DIRECT LABOR | Active | Shop Fab Brass | Shop Fab Brass X-tra Large Bore |  |  |  |  | 5000 | Pipe Fabrication | 616XB20FBXHL | Direct field labor for Shop Fab Brass X-tra Large Bore XH - Shop Fabricate.
61 | 8 | 6 | XB | 30 | 00 | XX | L | Shop Fab Brass X-tra Large Bore XXH | 616-XB-3000-XX-L | LF | NO | NO | n/a | 2020 | DIRECT LABOR | Active | Shop Fab Brass | Shop Fab Brass X-tra Large Bore |  |  |  |  | 5000 | Pipe Fabrication | 616XB3000XXL | Direct field labor for Shop Fab Brass X-tra Large Bore XXH.
61 | 8 | 6 | XB | 30 | FB | XX | L | Shop Fab Brass X-tra Large Bore XXH - Shop Fabricate | 616-XB-30FB-XX-L | LF | NO | NO | n/a | 2020 | DIRECT LABOR | Active | Shop Fab Brass | Shop Fab Brass X-tra Large Bore |  |  |  |  | 5000 | Pipe Fabrication | 616XB30FBXXL | Direct field labor for Shop Fab Brass X-tra Large Bore XXH - Shop Fabricate.
61 | 8 | 7 | 00 | 00 | 00 | 00 | 0 | Shop Fab Grooved | 617-00-0000-00-0 | LF | YES | YES | n/a | 2020 | DIRECT LABOR | Active | Shop Fab Grooved | Summary |  |  |  |  | 5000 | Pipe Fabrication | 617000000000 | Top-level summary of all Shop Fab Grooved costs.
61 | 8 | 7 | LB | 00 | 00 | 00 | L | Shop Fab Grooved Large Bore | 617-LB-0000-00-L | LF | NO | NO | n/a | 2020 | DIRECT LABOR | Active | Shop Fab Grooved | Shop Fab Grooved Large Bore |  |  |  |  | 5000 | Pipe Fabrication | 617LB000000L | Direct field labor for Shop Fab Grooved Large Bore.
61 | 8 | 7 | MB | 00 | 00 | 00 | L | Shop Fab Grooved Medium Bore | 617-MB-0000-00-L | LF | NO | NO | n/a | 2020 | DIRECT LABOR | Active | Shop Fab Grooved | Shop Fab Grooved Medium Bore |  |  |  |  | 5000 | Pipe Fabrication | 617MB000000L | Direct field labor for Shop Fab Grooved Medium Bore.
61 | 8 | 7 | SB | 00 | 00 | 00 | L | Shop Fab Grooved Small Bore | 617-SB-0000-00-L | LF | NO | NO | n/a | 2020 | DIRECT LABOR | Active | Shop Fab Grooved | Shop Fab Grooved Small BOre |  |  |  |  | 5000 | Pipe Fabrication | 617SB000000L | Direct field labor for Shop Fab Grooved Small BOre.
61 | 8 | 7 | XB | 00 | 00 | 00 | L | Shop Fab Grooved X-tra Large Bore | 617-XB-0000-00-L | LF | NO | NO | n/a | 2020 | DIRECT LABOR | Active | Shop Fab Grooved | Shop Fab Grooved X-tra Large Bore |  |  |  |  | 5000 | Pipe Fabrication | 617XB000000L | Direct field labor for Shop Fab Grooved X-tra Large Bore.
61 | 8 | 8 | 00 | 00 | 00 | 00 | 0 | Shop Fab High Alloy SS 321 & 347, Monel, Inconel, Incoloy, Alloy 20 | 618-00-0000-00-0 | LF | YES | YES | n/a | 2020 | DIRECT LABOR | Active | Shop Fab High Alloy SS 321 & 347, Monel, Inconel, Incoloy, Alloy 20 | Summary |  |  |  |  | 5000 | Pipe Fabrication | 618000000000 | Top-level summary of all Shop Fab High Alloy SS 321 & 347, Monel, Inconel, Incoloy, Alloy 20 costs.
61 | 8 | 8 | LB | 00 | 00 | 00 | L | Shop Fab High Alloy SS 321 & 347, Monel, Inconel, Incoloy, Alloy 20 Large Bore | 618-LB-0000-00-L | LF | NO | NO | n/a | 2020 | DIRECT LABOR | Active | Shop Fab High Alloy SS 321 & 347, Monel, Inconel, Incoloy, Alloy 20 | Shop Fab High Alloy SS 321 & 347, Monel, Inconel, Incoloy, Alloy 20 Large Bore |  |  |  |  | 5000 | Pipe Fabrication | 618LB000000L | Summary of Shop Fab High Alloy SS 321 & 347, Monel, Inconel, Incoloy, Alloy 20 Large Bore labor costs.
61 | 8 | 8 | LB | 10 | 00 | ST | L | Shop Fab High Alloy SS 321 & 347, Monel, Inconel, Incoloy, Alloy 20 Large Bore Standard | 618-LB-1000-ST-L | LF | NO | NO | n/a | 2020 | DIRECT LABOR | Active | Shop Fab High Alloy SS 321 & 347, Monel, Inconel, Incoloy, Alloy 20 | Shop Fab High Alloy SS 321 & 347, Monel, Inconel, Incoloy, Alloy 20 Large Bore |  |  |  |  | 5000 | Pipe Fabrication | 618LB1000STL | Direct field labor for Shop Fab High Alloy SS 321 & 347, Monel, Inconel, Incoloy, Alloy 20 Large Bore Standard.
61 | 8 | 8 | LB | 10 | FB | ST | L | Shop Fab High Alloy SS 321 & 347, Monel, Inconel, Incoloy, Alloy 20 Large Bore Standard - Shop Fabricate | 618-LB-10FB-ST-L | LF | NO | NO | n/a | 2020 | DIRECT LABOR | Active | Shop Fab High Alloy SS 321 & 347, Monel, Inconel, Incoloy, Alloy 20 | Shop Fab High Alloy SS 321 & 347, Monel, Inconel, Incoloy, Alloy 20 Large Bore |  |  |  |  | 5000 | Pipe Fabrication | 618LB10FBSTL | Direct field labor for Shop Fab High Alloy SS 321 & 347, Monel, Inconel, Incoloy, Alloy 20 Large Bore Standard - Shop Fabricate.
61 | 8 | 8 | LB | 20 | 00 | XH | L | Shop Fab High Alloy SS 321 & 347, Monel, Inconel, Incoloy, Alloy 20 Large Bore XH | 618-LB-2000-XH-L | LF | NO | NO | n/a | 2020 | DIRECT LABOR | Active | Shop Fab High Alloy SS 321 & 347, Monel, Inconel, Incoloy, Alloy 20 | Shop Fab High Alloy SS 321 & 347, Monel, Inconel, Incoloy, Alloy 20 Large Bore |  |  |  |  | 5000 | Pipe Fabrication | 618LB2000XHL | Direct field labor for Shop Fab High Alloy SS 321 & 347, Monel, Inconel, Incoloy, Alloy 20 Large Bore XH.
61 | 8 | 8 | LB | 20 | FB | XH | L | Shop Fab High Alloy SS 321 & 347, Monel, Inconel, Incoloy, Alloy 20 Large Bore XH - Shop Fabricate | 618-LB-20FB-XH-L | LF | NO | NO | n/a | 2020 | DIRECT LABOR | Active | Shop Fab High Alloy SS 321 & 347, Monel, Inconel, Incoloy, Alloy 20 | Shop Fab High Alloy SS 321 & 347, Monel, Inconel, Incoloy, Alloy 20 Large Bore |  |  |  |  | 5000 | Pipe Fabrication | 618LB20FBXHL | Direct field labor for Shop Fab High Alloy SS 321 & 347, Monel, Inconel, Incoloy, Alloy 20 Large Bore XH - Shop Fabricate.
61 | 8 | 8 | LB | 30 | 00 | XX | L | Shop Fab High Alloy SS 321 & 347, Monel, Inconel, Incoloy, Alloy 20 Large Bore XXH | 618-LB-3000-XX-L | LF | NO | NO | n/a | 2020 | DIRECT LABOR | Active | Shop Fab High Alloy SS 321 & 347, Monel, Inconel, Incoloy, Alloy 20 | Shop Fab High Alloy SS 321 & 347, Monel, Inconel, Incoloy, Alloy 20 Large Bore |  |  |  |  | 5000 | Pipe Fabrication | 618LB3000XXL | Direct field labor for Shop Fab High Alloy SS 321 & 347, Monel, Inconel, Incoloy, Alloy 20 Large Bore XXH.
61 | 8 | 8 | LB | 30 | FB | XX | L | Shop Fab High Alloy SS 321 & 347, Monel, Inconel, Incoloy, Alloy 20 Large Bore XXH - Shop Fabricate | 618-LB-30FB-XX-L | LF | NO | NO | n/a | 2020 | DIRECT LABOR | Active | Shop Fab High Alloy SS 321 & 347, Monel, Inconel, Incoloy, Alloy 20 | Shop Fab High Alloy SS 321 & 347, Monel, Inconel, Incoloy, Alloy 20 Large Bore |  |  |  |  | 5000 | Pipe Fabrication | 618LB30FBXXL | Direct field labor for Shop Fab High Alloy SS 321 & 347, Monel, Inconel, Incoloy, Alloy 20 Large Bore XXH - Shop Fabricate.
61 | 8 | 8 | MB | 00 | 00 | 00 | L | Shop Fab High Alloy SS 321 & 347, Monel, Inconel, Incoloy, Alloy 20 Medium Bore | 618-MB-0000-00-L | LF | NO | NO | n/a | 2020 | DIRECT LABOR | Active | Shop Fab High Alloy SS 321 & 347, Monel, Inconel, Incoloy, Alloy 20 | Shop Fab High Alloy SS 321 & 347, Monel, Inconel, Incoloy, Alloy 20 Medium Bore |  |  |  |  | 5000 | Pipe Fabrication | 618MB000000L | Summary of Shop Fab High Alloy SS 321 & 347, Monel, Inconel, Incoloy, Alloy 20 Medium Bore labor costs.
61 | 8 | 8 | MB | 10 | 00 | ST | L | Shop Fab High Alloy SS 321 & 347, Monel, Inconel, Incoloy, Alloy 20 Medium Bore Standard | 618-MB-1000-ST-L | LF | NO | NO | n/a | 2020 | DIRECT LABOR | Active | Shop Fab High Alloy SS 321 & 347, Monel, Inconel, Incoloy, Alloy 20 | Shop Fab High Alloy SS 321 & 347, Monel, Inconel, Incoloy, Alloy 20 Medium Bore |  |  |  |  | 5000 | Pipe Fabrication | 618MB1000STL | Direct field labor for Shop Fab High Alloy SS 321 & 347, Monel, Inconel, Incoloy, Alloy 20 Medium Bore Standard.
61 | 8 | 8 | MB | 10 | FB | ST | L | Shop Fab High Alloy SS 321 & 347, Monel, Inconel, Incoloy, Alloy 20 Medium Bore Standard - Shop Fabricate | 618-MB-10FB-ST-L | LF | NO | NO | n/a | 2020 | DIRECT LABOR | Active | Shop Fab High Alloy SS 321 & 347, Monel, Inconel, Incoloy, Alloy 20 | Shop Fab High Alloy SS 321 & 347, Monel, Inconel, Incoloy, Alloy 20 Medium Bore |  |  |  |  | 5000 | Pipe Fabrication | 618MB10FBSTL | Direct field labor for Shop Fab High Alloy SS 321 & 347, Monel, Inconel, Incoloy, Alloy 20 Medium Bore Standard - Shop Fabricate.
61 | 8 | 8 | MB | 20 | 00 | XH | L | Shop Fab High Alloy SS 321 & 347, Monel, Inconel, Incoloy, Alloy 20 Medium Bore XH | 618-MB-2000-XH-L | LF | NO | NO | n/a | 2020 | DIRECT LABOR | Active | Shop Fab High Alloy SS 321 & 347, Monel, Inconel, Incoloy, Alloy 20 | Shop Fab High Alloy SS 321 & 347, Monel, Inconel, Incoloy, Alloy 20 Medium Bore |  |  |  |  | 5000 | Pipe Fabrication | 618MB2000XHL | Direct field labor for Shop Fab High Alloy SS 321 & 347, Monel, Inconel, Incoloy, Alloy 20 Medium Bore XH.
61 | 8 | 8 | MB | 20 | FB | XH | L | Shop Fab High Alloy SS 321 & 347, Monel, Inconel, Incoloy, Alloy 20 Medium Bore XH - Shop Fabricate | 618-MB-20FB-XH-L | LF | NO | NO | n/a | 2020 | DIRECT LABOR | Active | Shop Fab High Alloy SS 321 & 347, Monel, Inconel, Incoloy, Alloy 20 | Shop Fab High Alloy SS 321 & 347, Monel, Inconel, Incoloy, Alloy 20 Medium Bore |  |  |  |  | 5000 | Pipe Fabrication | 618MB20FBXHL | Direct field labor for Shop Fab High Alloy SS 321 & 347, Monel, Inconel, Incoloy, Alloy 20 Medium Bore XH - Shop Fabricate.
61 | 9 | 8 | MB | 30 | 00 | XX | L | Shop Fab High Alloy SS 321 & 347, Monel, Inconel, Incoloy, Alloy 20 Medium Bore XXH | 618-MB-3000-XX-L | LF | NO | NO | n/a | 2020 | DIRECT LABOR | Active | Shop Fab High Alloy SS 321 & 347, Monel, Inconel, Incoloy, Alloy 20 | Shop Fab High Alloy SS 321 & 347, Monel, Inconel, Incoloy, Alloy 20 Medium Bore |  |  |  |  | 5000 | Pipe Fabrication | 618MB3000XXL | Direct field labor for Shop Fab High Alloy SS 321 & 347, Monel, Inconel, Incoloy, Alloy 20 Medium Bore XXH.
61 | 9 | 8 | MB | 30 | FB | XX | L | Shop Fab High Alloy SS 321 & 347, Monel, Inconel, Incoloy, Alloy 20 Medium Bore XXH - Shop Fabricate | 618-MB-30FB-XX-L | LF | NO | NO | n/a | 2020 | DIRECT LABOR | Active | Shop Fab High Alloy SS 321 & 347, Monel, Inconel, Incoloy, Alloy 20 | Shop Fab High Alloy SS 321 & 347, Monel, Inconel, Incoloy, Alloy 20 Medium Bore |  |  |  |  | 5000 | Pipe Fabrication | 618MB30FBXXL | Direct field labor for Shop Fab High Alloy SS 321 & 347, Monel, Inconel, Incoloy, Alloy 20 Medium Bore XXH - Shop Fabricate.
61 | 9 | 8 | SB | 00 | 00 | 00 | L | Shop Fab High Alloy SS 321 & 347, Monel, Inconel, Incoloy, Alloy 20 Small Bore | 618-SB-0000-00-L | LF | NO | NO | n/a | 2020 | DIRECT LABOR | Active | Shop Fab High Alloy SS 321 & 347, Monel, Inconel, Incoloy, Alloy 20 | Shop Fab High Alloy SS 321 & 347, Monel, Inconel, Incoloy, Alloy 20 Small Bore |  |  |  |  | 5000 | Pipe Fabrication | 618SB000000L | Summary of Shop Fab High Alloy SS 321 & 347, Monel, Inconel, Incoloy, Alloy 20 Small Bore labor costs.
61 | 9 | 8 | SB | 10 | 00 | ST | L | Shop Fab High Alloy SS 321 & 347, Monel, Inconel, Incoloy, Alloy 20 Small Bore Standard | 618-SB-1000-ST-L | LF | NO | NO | n/a | 2020 | DIRECT LABOR | Active | Shop Fab High Alloy SS 321 & 347, Monel, Inconel, Incoloy, Alloy 20 | Shop Fab High Alloy SS 321 & 347, Monel, Inconel, Incoloy, Alloy 20 Small Bore |  |  |  |  | 5000 | Pipe Fabrication | 618SB1000STL | Direct field labor for Shop Fab High Alloy SS 321 & 347, Monel, Inconel, Incoloy, Alloy 20 Small Bore Standard.
61 | 9 | 8 | SB | 10 | FB | ST | L | Shop Fab High Alloy SS 321 & 347, Monel, Inconel, Incoloy, Alloy 20 Small Bore Standard - Shop Fabricate | 618-SB-10FB-ST-L | LF | NO | NO | n/a | 2020 | DIRECT LABOR | Active | Shop Fab High Alloy SS 321 & 347, Monel, Inconel, Incoloy, Alloy 20 | Shop Fab High Alloy SS 321 & 347, Monel, Inconel, Incoloy, Alloy 20 Small Bore |  |  |  |  | 5000 | Pipe Fabrication | 618SB10FBSTL | Direct field labor for Shop Fab High Alloy SS 321 & 347, Monel, Inconel, Incoloy, Alloy 20 Small Bore Standard - Shop Fabricate.
61 | 9 | 8 | SB | 20 | 00 | XH | L | Shop Fab High Alloy SS 321 & 347, Monel, Inconel, Incoloy, Alloy 20 Small Bore XH | 618-SB-2000-XH-L | LF | NO | NO | n/a | 2020 | DIRECT LABOR | Active | Shop Fab High Alloy SS 321 & 347, Monel, Inconel, Incoloy, Alloy 20 | Shop Fab High Alloy SS 321 & 347, Monel, Inconel, Incoloy, Alloy 20 Small Bore |  |  |  |  | 5000 | Pipe Fabrication | 618SB2000XHL | Direct field labor for Shop Fab High Alloy SS 321 & 347, Monel, Inconel, Incoloy, Alloy 20 Small Bore XH.
61 | 9 | 8 | SB | 20 | FB | XH | L | Shop Fab High Alloy SS 321 & 347, Monel, Inconel, Incoloy, Alloy 20 Small Bore XH - Shop Fabricate | 618-SB-20FB-XH-L | LF | NO | NO | n/a | 2020 | DIRECT LABOR | Active | Shop Fab High Alloy SS 321 & 347, Monel, Inconel, Incoloy, Alloy 20 | Shop Fab High Alloy SS 321 & 347, Monel, Inconel, Incoloy, Alloy 20 Small Bore |  |  |  |  | 5000 | Pipe Fabrication | 618SB20FBXHL | Direct field labor for Shop Fab High Alloy SS 321 & 347, Monel, Inconel, Incoloy, Alloy 20 Small Bore XH - Shop Fabricate.
61 | 9 | 8 | SB | 30 | 00 | XX | L | Shop Fab High Alloy SS 321 & 347, Monel, Inconel, Incoloy, Alloy 20 Small Bore XXH | 618-SB-3000-XX-L | LF | NO | NO | n/a | 2020 | DIRECT LABOR | Active | Shop Fab High Alloy SS 321 & 347, Monel, Inconel, Incoloy, Alloy 20 | Shop Fab High Alloy SS 321 & 347, Monel, Inconel, Incoloy, Alloy 20 Small Bore |  |  |  |  | 5000 | Pipe Fabrication | 618SB3000XXL | Direct field labor for Shop Fab High Alloy SS 321 & 347, Monel, Inconel, Incoloy, Alloy 20 Small Bore XXH.
61 | 9 | 8 | SB | 30 | FB | XX | L | Shop Fab High Alloy SS 321 & 347, Monel, Inconel, Incoloy, Alloy 20 Small Bore XXH - Shop Fabricate | 618-SB-30FB-XX-L | LF | NO | NO | n/a | 2020 | DIRECT LABOR | Active | Shop Fab High Alloy SS 321 & 347, Monel, Inconel, Incoloy, Alloy 20 | Shop Fab High Alloy SS 321 & 347, Monel, Inconel, Incoloy, Alloy 20 Small Bore |  |  |  |  | 5000 | Pipe Fabrication | 618SB30FBXXL | Direct field labor for Shop Fab High Alloy SS 321 & 347, Monel, Inconel, Incoloy, Alloy 20 Small Bore XXH - Shop Fabricate.
61 | 9 | 8 | XB | 00 | 00 | 00 | L | Shop Fab High Alloy SS 321 & 347, Monel, Inconel, Incoloy, Alloy 20 X-tra Large Bore | 618-XB-0000-00-L | LF | NO | NO | n/a | 2020 | DIRECT LABOR | Active | Shop Fab High Alloy SS 321 & 347, Monel, Inconel, Incoloy, Alloy 20 | Shop Fab High Alloy SS 321 & 347, Monel, Inconel, Incoloy, Alloy 20 X-tra Large Bore |  |  |  |  | 5000 | Pipe Fabrication | 618XB000000L | Summary of Shop Fab High Alloy SS 321 & 347, Monel, Inconel, Incoloy, Alloy 20 X-tra Large Bore labor costs.
61 | 9 | 8 | XB | 10 | 00 | ST | L | Shop Fab High Alloy SS 321 & 347, Monel, Inconel, Incoloy, Alloy 20 X-tra Large Bore Standard | 618-XB-1000-ST-L | LF | NO | NO | n/a | 2020 | DIRECT LABOR | Active | Shop Fab High Alloy SS 321 & 347, Monel, Inconel, Incoloy, Alloy 20 | Shop Fab High Alloy SS 321 & 347, Monel, Inconel, Incoloy, Alloy 20 X-tra Large Bore |  |  |  |  | 5000 | Pipe Fabrication | 618XB1000STL | Direct field labor for Shop Fab High Alloy SS 321 & 347, Monel, Inconel, Incoloy, Alloy 20 X-tra Large Bore Standard.
61 | 9 | 8 | XB | 10 | FB | ST | L | Shop Fab High Alloy SS 321 & 347, Monel, Inconel, Incoloy, Alloy 20 X-tra Large Bore Standard - Shop Fabricate | 618-XB-10FB-ST-L | LF | NO | NO | n/a | 2020 | DIRECT LABOR | Active | Shop Fab High Alloy SS 321 & 347, Monel, Inconel, Incoloy, Alloy 20 | Shop Fab High Alloy SS 321 & 347, Monel, Inconel, Incoloy, Alloy 20 X-tra Large Bore |  |  |  |  | 5000 | Pipe Fabrication | 618XB10FBSTL | Direct field labor for Shop Fab High Alloy SS 321 & 347, Monel, Inconel, Incoloy, Alloy 20 X-tra Large Bore Standard - Shop Fabricate.
61 | 9 | 8 | XB | 20 | 00 | XH | L | Shop Fab High Alloy SS 321 & 347, Monel, Inconel, Incoloy, Alloy 20 X-tra Large Bore XH | 618-XB-2000-XH-L | LF | NO | NO | n/a | 2020 | DIRECT LABOR | Active | Shop Fab High Alloy SS 321 & 347, Monel, Inconel, Incoloy, Alloy 20 | Shop Fab High Alloy SS 321 & 347, Monel, Inconel, Incoloy, Alloy 20 X-tra Large Bore |  |  |  |  | 5000 | Pipe Fabrication | 618XB2000XHL | Direct field labor for Shop Fab High Alloy SS 321 & 347, Monel, Inconel, Incoloy, Alloy 20 X-tra Large Bore XH.
61 | 9 | 8 | XB | 20 | FB | XH | L | Shop Fab High Alloy SS 321 & 347, Monel, Inconel, Incoloy, Alloy 20 X-tra Large Bore XH - Shop Fabricate | 618-XB-20FB-XH-L | LF | NO | NO | n/a | 2020 | DIRECT LABOR | Active | Shop Fab High Alloy SS 321 & 347, Monel, Inconel, Incoloy, Alloy 20 | Shop Fab High Alloy SS 321 & 347, Monel, Inconel, Incoloy, Alloy 20 X-tra Large Bore |  |  |  |  | 5000 | Pipe Fabrication | 618XB20FBXHL | Direct field labor for Shop Fab High Alloy SS 321 & 347, Monel, Inconel, Incoloy, Alloy 20 X-tra Large Bore XH - Shop Fabricate.
61 | 9 | 8 | XB | 30 | 00 | XX | L | Shop Fab High Alloy SS 321 & 347, Monel, Inconel, Incoloy, Alloy 20 X-tra Large Bore XXH | 618-XB-3000-XX-L | LF | NO | NO | n/a | 2020 | DIRECT LABOR | Active | Shop Fab High Alloy SS 321 & 347, Monel, Inconel, Incoloy, Alloy 20 | Shop Fab High Alloy SS 321 & 347, Monel, Inconel, Incoloy, Alloy 20 X-tra Large Bore |  |  |  |  | 5000 | Pipe Fabrication | 618XB3000XXL | Direct field labor for Shop Fab High Alloy SS 321 & 347, Monel, Inconel, Incoloy, Alloy 20 X-tra Large Bore XXH.
61 | 9 | 8 | XB | 30 | FB | XX | L | Shop Fab High Alloy SS 321 & 347, Monel, Inconel, Incoloy, Alloy 20 X-tra Large Bore XXH - Shop Fabricate | 618-XB-30FB-XX-L | LF | NO | NO | n/a | 2020 | DIRECT LABOR | Active | Shop Fab High Alloy SS 321 & 347, Monel, Inconel, Incoloy, Alloy 20 | Shop Fab High Alloy SS 321 & 347, Monel, Inconel, Incoloy, Alloy 20 X-tra Large Bore |  |  |  |  | 5000 | Pipe Fabrication | 618XB30FBXXL | Direct field labor for Shop Fab High Alloy SS 321 & 347, Monel, Inconel, Incoloy, Alloy 20 X-tra Large Bore XXH - Shop Fabricate.
61 | 9 | 9 | 00 | 00 | 00 | 00 | 0 | Shop Fab Hastelloy & Titanium | 619-00-0000-00-0 | LF | YES | YES | n/a | 2020 | DIRECT LABOR | Active | Shop Fab Hastelloy & Titanium | Summary |  |  |  |  | 5000 | Pipe Fabrication | 619000000000 | Top-level summary of all Shop Fab Hastelloy & Titanium costs.
61 | 9 | 9 | LB | 00 | 00 | 00 | L | Shop Fab Hastelloy & Titanium Large Bore | 619-LB-0000-00-L | LF | NO | NO | n/a | 2020 | DIRECT LABOR | Active | Shop Fab Hastelloy & Titanium | Shop Fab Hastelloy & Titanium Large Bore |  |  |  |  | 5000 | Pipe Fabrication | 619LB000000L | Summary of Shop Fab Hastelloy & Titanium Large Bore labor costs.
61 | 9 | 9 | LB | 10 | 00 | ST | L | Shop Fab Hastelloy & Titanium Large Bore Standard | 619-LB-1000-ST-L | LF | NO | NO | n/a | 2020 | DIRECT LABOR | Active | Shop Fab Hastelloy & Titanium | Shop Fab Hastelloy & Titanium Large Bore |  |  |  |  | 5000 | Pipe Fabrication | 619LB1000STL | Direct field labor for Shop Fab Hastelloy & Titanium Large Bore Standard.
61 | 9 | 9 | LB | 10 | FB | ST | L | Shop Fab Hastelloy & Titanium Large Bore Standard - Shop Fabricate | 619-LB-10FB-ST-L | LF | NO | NO | n/a | 2020 | DIRECT LABOR | Active | Shop Fab Hastelloy & Titanium | Shop Fab Hastelloy & Titanium Large Bore |  |  |  |  | 5000 | Pipe Fabrication | 619LB10FBSTL | Direct field labor for Shop Fab Hastelloy & Titanium Large Bore Standard - Shop Fabricate.
61 | 9 | 9 | LB | 20 | 00 | XH | L | Shop Fab Hastelloy & Titanium Large Bore XH | 619-LB-2000-XH-L | LF | NO | NO | n/a | 2020 | DIRECT LABOR | Active | Shop Fab Hastelloy & Titanium | Shop Fab Hastelloy & Titanium Large Bore |  |  |  |  | 5000 | Pipe Fabrication | 619LB2000XHL | Direct field labor for Shop Fab Hastelloy & Titanium Large Bore XH.
61 | 9 | 9 | LB | 20 | FB | XH | L | Shop Fab Hastelloy & Titanium Large Bore XH - Shop Fabricate | 619-LB-20FB-XH-L | LF | NO | NO | n/a | 2020 | DIRECT LABOR | Active | Shop Fab Hastelloy & Titanium | Shop Fab Hastelloy & Titanium Large Bore |  |  |  |  | 5000 | Pipe Fabrication | 619LB20FBXHL | Direct field labor for Shop Fab Hastelloy & Titanium Large Bore XH - Shop Fabricate.
61 | 9 | 9 | LB | 30 | 00 | XX | L | Shop Fab Hastelloy & Titanium Large Bore XXH | 619-LB-3000-XX-L | LF | NO | NO | n/a | 2020 | DIRECT LABOR | Active | Shop Fab Hastelloy & Titanium | Shop Fab Hastelloy & Titanium Large Bore |  |  |  |  | 5000 | Pipe Fabrication | 619LB3000XXL | Direct field labor for Shop Fab Hastelloy & Titanium Large Bore XXH.
61 | 9 | 9 | LB | 30 | FB | XX | L | Shop Fab Hastelloy & Titanium Large Bore XXH - Shop Fabricate | 619-LB-30FB-XX-L | LF | NO | NO | n/a | 2020 | DIRECT LABOR | Active | Shop Fab Hastelloy & Titanium | Shop Fab Hastelloy & Titanium Large Bore |  |  |  |  | 5000 | Pipe Fabrication | 619LB30FBXXL | Direct field labor for Shop Fab Hastelloy & Titanium Large Bore XXH - Shop Fabricate.
61 | 9 | 9 | MB | 00 | 00 | 00 | L | Shop Fab Hastelloy & Titanium Medium Bore | 619-MB-0000-00-L | LF | NO | NO | n/a | 2020 | DIRECT LABOR | Active | Shop Fab Hastelloy & Titanium | Shop Fab Hastelloy & Titanium Medium Bore |  |  |  |  | 5000 | Pipe Fabrication | 619MB000000L | Summary of Shop Fab Hastelloy & Titanium Medium Bore labor costs.
61 | 9 | 9 | MB | 10 | 00 | ST | L | Shop Fab Hastelloy & Titanium Medium Bore Standard | 619-MB-1000-ST-L | LF | NO | NO | n/a | 2020 | DIRECT LABOR | Active | Shop Fab Hastelloy & Titanium | Shop Fab Hastelloy & Titanium Medium Bore |  |  |  |  | 5000 | Pipe Fabrication | 619MB1000STL | Direct field labor for Shop Fab Hastelloy & Titanium Medium Bore Standard.
61 | 9 | 9 | MB | 10 | FB | ST | L | Shop Fab Hastelloy & Titanium Medium Bore Standard - Shop Fabricate | 619-MB-10FB-ST-L | LF | NO | NO | n/a | 2020 | DIRECT LABOR | Active | Shop Fab Hastelloy & Titanium | Shop Fab Hastelloy & Titanium Medium Bore |  |  |  |  | 5000 | Pipe Fabrication | 619MB10FBSTL | Direct field labor for Shop Fab Hastelloy & Titanium Medium Bore Standard - Shop Fabricate.
61 | 9 | 9 | MB | 20 | 00 | XH | L | Shop Fab Hastelloy & Titanium Medium Bore XH | 619-MB-2000-XH-L | LF | NO | NO | n/a | 2020 | DIRECT LABOR | Active | Shop Fab Hastelloy & Titanium | Shop Fab Hastelloy & Titanium Medium Bore |  |  |  |  | 5000 | Pipe Fabrication | 619MB2000XHL | Direct field labor for Shop Fab Hastelloy & Titanium Medium Bore XH.
61 | 9 | 9 | MB | 20 | FB | XH | L | Shop Fab Hastelloy & Titanium Medium Bore XH - Shop Fabricate | 619-MB-20FB-XH-L | LF | NO | NO | n/a | 2020 | DIRECT LABOR | Active | Shop Fab Hastelloy & Titanium | Shop Fab Hastelloy & Titanium Medium Bore |  |  |  |  | 5000 | Pipe Fabrication | 619MB20FBXHL | Direct field labor for Shop Fab Hastelloy & Titanium Medium Bore XH - Shop Fabricate.
61 | 0 | 9 | MB | 30 | 00 | XX | L | Shop Fab Hastelloy & Titanium Medium Bore XXH | 619-MB-3000-XX-L | LF | NO | NO | n/a | 2020 | DIRECT LABOR | Active | Shop Fab Hastelloy & Titanium | Shop Fab Hastelloy & Titanium Medium Bore |  |  |  |  | 5000 | Pipe Fabrication | 619MB3000XXL | Direct field labor for Shop Fab Hastelloy & Titanium Medium Bore XXH.
61 | 0 | 9 | MB | 30 | FB | XX | L | Shop Fab Hastelloy & Titanium Medium Bore XXH - Shop Fabricate | 619-MB-30FB-XX-L | LF | NO | NO | n/a | 2020 | DIRECT LABOR | Active | Shop Fab Hastelloy & Titanium | Shop Fab Hastelloy & Titanium Medium Bore |  |  |  |  | 5000 | Pipe Fabrication | 619MB30FBXXL | Direct field labor for Shop Fab Hastelloy & Titanium Medium Bore XXH - Shop Fabricate.
61 | 0 | 9 | SB | 00 | 00 | 00 | L | Shop Fab Hastelloy & Titanium Small Bore | 619-SB-0000-00-L | LF | NO | NO | n/a | 2020 | DIRECT LABOR | Active | Shop Fab Hastelloy & Titanium | Shop Fab Hastelloy & Titanium Small Bore |  |  |  |  | 5000 | Pipe Fabrication | 619SB000000L | Summary of Shop Fab Hastelloy & Titanium Small Bore labor costs.
61 | 0 | 9 | SB | 10 | 00 | ST | L | Shop Fab Hastelloy & Titanium Small Bore Standard | 619-SB-1000-ST-L | LF | NO | NO | n/a | 2020 | DIRECT LABOR | Active | Shop Fab Hastelloy & Titanium | Shop Fab Hastelloy & Titanium Small Bore |  |  |  |  | 5000 | Pipe Fabrication | 619SB1000STL | Direct field labor for Shop Fab Hastelloy & Titanium Small Bore Standard.
61 | 0 | 9 | SB | 10 | FB | ST | L | Shop Fab Hastelloy & Titanium Small Bore Standard - Shop Fabricate | 619-SB-10FB-ST-L | LF | NO | NO | n/a | 2020 | DIRECT LABOR | Active | Shop Fab Hastelloy & Titanium | Shop Fab Hastelloy & Titanium Small Bore |  |  |  |  | 5000 | Pipe Fabrication | 619SB10FBSTL | Direct field labor for Shop Fab Hastelloy & Titanium Small Bore Standard - Shop Fabricate.
61 | 0 | 9 | SB | 20 | 00 | XH | L | Shop Fab Hastelloy & Titanium Small Bore XH | 619-SB-2000-XH-L | LF | NO | NO | n/a | 2020 | DIRECT LABOR | Active | Shop Fab Hastelloy & Titanium | Shop Fab Hastelloy & Titanium Small Bore |  |  |  |  | 5000 | Pipe Fabrication | 619SB2000XHL | Direct field labor for Shop Fab Hastelloy & Titanium Small Bore XH.
61 | 0 | 9 | SB | 20 | FB | XH | L | Shop Fab Hastelloy & Titanium Small Bore XH - Shop Fabricate | 619-SB-20FB-XH-L | LF | NO | NO | n/a | 2020 | DIRECT LABOR | Active | Shop Fab Hastelloy & Titanium | Shop Fab Hastelloy & Titanium Small Bore |  |  |  |  | 5000 | Pipe Fabrication | 619SB20FBXHL | Direct field labor for Shop Fab Hastelloy & Titanium Small Bore XH - Shop Fabricate.
61 | 0 | 9 | SB | 30 | 00 | XX | L | Shop Fab Hastelloy & Titanium Small Bore XXH | 619-SB-3000-XX-L | LF | NO | NO | n/a | 2020 | DIRECT LABOR | Active | Shop Fab Hastelloy & Titanium | Shop Fab Hastelloy & Titanium Small Bore |  |  |  |  | 5000 | Pipe Fabrication | 619SB3000XXL | Direct field labor for Shop Fab Hastelloy & Titanium Small Bore XXH.
61 | 0 | 9 | SB | 30 | FB | XX | L | Shop Fab Hastelloy & Titanium Small Bore XXH - Shop Fabricate | 619-SB-30FB-XX-L | LF | NO | NO | n/a | 2020 | DIRECT LABOR | Active | Shop Fab Hastelloy & Titanium | Shop Fab Hastelloy & Titanium Small Bore |  |  |  |  | 5000 | Pipe Fabrication | 619SB30FBXXL | Direct field labor for Shop Fab Hastelloy & Titanium Small Bore XXH - Shop Fabricate.
61 | 0 | 9 | XB | 00 | 00 | 00 | L | Shop Fab Hastelloy & Titanium X-tra Large Bore | 619-XB-0000-00-L | LF | NO | NO | n/a | 2020 | DIRECT LABOR | Active | Shop Fab Hastelloy & Titanium | Shop Fab Hastelloy & Titanium X-tra Large Bore |  |  |  |  | 5000 | Pipe Fabrication | 619XB000000L | Summary of Shop Fab Hastelloy & Titanium X-tra Large Bore labor costs.
61 | 0 | 9 | XB | 10 | 00 | ST | L | Shop Fab Hastelloy & Titanium X-tra Large Bore Standard | 619-XB-1000-ST-L | LF | NO | NO | n/a | 2020 | DIRECT LABOR | Active | Shop Fab Hastelloy & Titanium | Shop Fab Hastelloy & Titanium X-tra Large Bore |  |  |  |  | 5000 | Pipe Fabrication | 619XB1000STL | Direct field labor for Shop Fab Hastelloy & Titanium X-tra Large Bore Standard.
61 | 0 | 9 | XB | 10 | FB | ST | L | Shop Fab Hastelloy & Titanium X-tra Large Bore Standard - Shop Fabricate | 619-XB-10FB-ST-L | LF | NO | NO | n/a | 2020 | DIRECT LABOR | Active | Shop Fab Hastelloy & Titanium | Shop Fab Hastelloy & Titanium X-tra Large Bore |  |  |  |  | 5000 | Pipe Fabrication | 619XB10FBSTL | Direct field labor for Shop Fab Hastelloy & Titanium X-tra Large Bore Standard - Shop Fabricate.
61 | 0 | 9 | XB | 20 | 00 | XH | L | Shop Fab Hastelloy & Titanium X-tra Large Bore XH | 619-XB-2000-XH-L | LF | NO | NO | n/a | 2020 | DIRECT LABOR | Active | Shop Fab Hastelloy & Titanium | Shop Fab Hastelloy & Titanium X-tra Large Bore |  |  |  |  | 5000 | Pipe Fabrication | 619XB2000XHL | Direct field labor for Shop Fab Hastelloy & Titanium X-tra Large Bore XH.
61 | 0 | 9 | XB | 20 | FB | XH | L | Shop Fab Hastelloy & Titanium X-tra Large Bore XH - Shop Fabricate | 619-XB-20FB-XH-L | LF | NO | NO | n/a | 2020 | DIRECT LABOR | Active | Shop Fab Hastelloy & Titanium | Shop Fab Hastelloy & Titanium X-tra Large Bore |  |  |  |  | 5000 | Pipe Fabrication | 619XB20FBXHL | Direct field labor for Shop Fab Hastelloy & Titanium X-tra Large Bore XH - Shop Fabricate.
61 | 0 | 9 | XB | 30 | 00 | XX | L | Shop Fab Hastelloy & Titanium X-tra Large Bore XXH | 619-XB-3000-XX-L | LF | NO | NO | n/a | 2020 | DIRECT LABOR | Active | Shop Fab Hastelloy & Titanium | Shop Fab Hastelloy & Titanium X-tra Large Bore |  |  |  |  | 5000 | Pipe Fabrication | 619XB3000XXL | Direct field labor for Shop Fab Hastelloy & Titanium X-tra Large Bore XXH.
61 | 0 | 9 | XB | 30 | FB | XX | L | Shop Fab Hastelloy & Titanium X-tra Large Bore XXH - Shop Fabricate | 619-XB-30FB-XX-L | LF | NO | NO | n/a | 2020 | DIRECT LABOR | Active | Shop Fab Hastelloy & Titanium | Shop Fab Hastelloy & Titanium X-tra Large Bore |  |  |  |  | 5000 | Pipe Fabrication | 619XB30FBXXL | Direct field labor for Shop Fab Hastelloy & Titanium X-tra Large Bore XXH - Shop Fabricate.
62 | 0 | 0 | 00 | 00 | 00 | 00 | 0 | Shop Fab Aluminum | 620-00-0000-00-0 | LF | YES | YES | n/a | 2020 | DIRECT LABOR | Active | Shop Fab Aluminum | Summary |  |  |  |  | 5000 | Pipe Fabrication | 620000000000 | Top-level summary of all Shop Fab Aluminum costs.
62 | 0 | 0 | LB | 00 | 00 | 00 | L | Shop Fab Aluminum Large Bore | 620-LB-0000-00-L | LF | NO | NO | n/a | 2020 | DIRECT LABOR | Active | Shop Fab Aluminum | Shop Fab Aluminum Large Bore |  |  |  |  | 5000 | Pipe Fabrication | 620LB000000L | Summary of Shop Fab Aluminum Large Bore labor costs.
62 | 0 | 0 | LB | 10 | 00 | ST | L | Shop Fab Aluminum Large Bore Standard | 620-LB-1000-ST-L | LF | NO | NO | n/a | 2020 | DIRECT LABOR | Active | Shop Fab Aluminum | Shop Fab Aluminum Large Bore |  |  |  |  | 5000 | Pipe Fabrication | 620LB1000STL | Direct field labor for Shop Fab Aluminum Large Bore Standard.
62 | 0 | 0 | LB | 10 | FB | ST | L | Shop Fab Aluminum Large Bore Standard - Shop Fabricate | 620-LB-10FB-ST-L | LF | NO | NO | n/a | 2020 | DIRECT LABOR | Active | Shop Fab Aluminum | Shop Fab Aluminum Large Bore |  |  |  |  | 5000 | Pipe Fabrication | 620LB10FBSTL | Direct field labor for Shop Fab Aluminum Large Bore Standard - Shop Fabricate.
62 | 0 | 0 | LB | 20 | 00 | XH | L | Shop Fab Aluminum Large Bore XH | 620-LB-2000-XH-L | LF | NO | NO | n/a | 2020 | DIRECT LABOR | Active | Shop Fab Aluminum | Shop Fab Aluminum Large Bore |  |  |  |  | 5000 | Pipe Fabrication | 620LB2000XHL | Direct field labor for Shop Fab Aluminum Large Bore XH.
62 | 0 | 0 | LB | 20 | FB | XH | L | Shop Fab Aluminum Large Bore XH - Shop Fabricate | 620-LB-20FB-XH-L | LF | NO | NO | n/a | 2020 | DIRECT LABOR | Active | Shop Fab Aluminum | Shop Fab Aluminum Large Bore |  |  |  |  | 5000 | Pipe Fabrication | 620LB20FBXHL | Direct field labor for Shop Fab Aluminum Large Bore XH - Shop Fabricate.
62 | 0 | 0 | LB | 30 | 00 | XX | L | Shop Fab Aluminum Large Bore XXH | 620-LB-3000-XX-L | LF | NO | NO | n/a | 2020 | DIRECT LABOR | Active | Shop Fab Aluminum | Shop Fab Aluminum Large Bore |  |  |  |  | 5000 | Pipe Fabrication | 620LB3000XXL | Direct field labor for Shop Fab Aluminum Large Bore XXH.
62 | 0 | 0 | LB | 30 | FB | XX | L | Shop Fab Aluminum Large Bore XXH - Shop Fabricate | 620-LB-30FB-XX-L | LF | NO | NO | n/a | 2020 | DIRECT LABOR | Active | Shop Fab Aluminum | Shop Fab Aluminum Large Bore |  |  |  |  | 5000 | Pipe Fabrication | 620LB30FBXXL | Direct field labor for Shop Fab Aluminum Large Bore XXH - Shop Fabricate.
62 | 0 | 0 | MB | 00 | 00 | 00 | L | Shop Fab Aluminum Medium Bore | 620-MB-0000-00-L | LF | NO | NO | n/a | 2020 | DIRECT LABOR | Active | Shop Fab Aluminum | Shop Fab Aluminum Medium Bore |  |  |  |  | 5000 | Pipe Fabrication | 620MB000000L | Summary of Shop Fab Aluminum Medium Bore labor costs.
62 | 0 | 0 | MB | 10 | 00 | ST | L | Shop Fab Aluminum Medium Bore Standard | 620-MB-1000-ST-L | LF | NO | NO | n/a | 2020 | DIRECT LABOR | Active | Shop Fab Aluminum | Shop Fab Aluminum Medium Bore |  |  |  |  | 5000 | Pipe Fabrication | 620MB1000STL | Direct field labor for Shop Fab Aluminum Medium Bore Standard.
62 | 0 | 0 | MB | 10 | FB | ST | L | Shop Fab Aluminum Medium Bore Standard - Shop Fabricate | 620-MB-10FB-ST-L | LF | NO | NO | n/a | 2020 | DIRECT LABOR | Active | Shop Fab Aluminum | Shop Fab Aluminum Medium Bore |  |  |  |  | 5000 | Pipe Fabrication | 620MB10FBSTL | Direct field labor for Shop Fab Aluminum Medium Bore Standard - Shop Fabricate.
62 | 0 | 0 | MB | 20 | 00 | XH | L | Shop Fab Aluminum Medium Bore XH | 620-MB-2000-XH-L | LF | NO | NO | n/a | 2020 | DIRECT LABOR | Active | Shop Fab Aluminum | Shop Fab Aluminum Medium Bore |  |  |  |  | 5000 | Pipe Fabrication | 620MB2000XHL | Direct field labor for Shop Fab Aluminum Medium Bore XH.
62 | 0 | 0 | MB | 20 | FB | XH | L | Shop Fab Aluminum Medium Bore XH - Shop Fabricate | 620-MB-20FB-XH-L | LF | NO | NO | n/a | 2020 | DIRECT LABOR | Active | Shop Fab Aluminum | Shop Fab Aluminum Medium Bore |  |  |  |  | 5000 | Pipe Fabrication | 620MB20FBXHL | Direct field labor for Shop Fab Aluminum Medium Bore XH - Shop Fabricate.
62 | 5 | 0 | MB | 30 | 00 | XX | L | Shop Fab Aluminum Medium Bore XXH | 620-MB-3000-XX-L | LF | NO | NO | n/a | 2020 | DIRECT LABOR | Active | Shop Fab Aluminum | Shop Fab Aluminum Medium Bore |  |  |  |  | 5000 | Pipe Fabrication | 620MB3000XXL | Direct field labor for Shop Fab Aluminum Medium Bore XXH.
62 | 5 | 0 | MB | 30 | FB | XX | L | Shop Fab Aluminum Medium Bore XXH - Shop Fabricate | 620-MB-30FB-XX-L | LF | NO | NO | n/a | 2020 | DIRECT LABOR | Active | Shop Fab Aluminum | Shop Fab Aluminum Medium Bore |  |  |  |  | 5000 | Pipe Fabrication | 620MB30FBXXL | Direct field labor for Shop Fab Aluminum Medium Bore XXH - Shop Fabricate.
62 | 5 | 0 | SB | 00 | 00 | 00 | L | Shop Fab Aluminum Small Bore | 620-SB-0000-00-L | LF | NO | NO | n/a | 2020 | DIRECT LABOR | Active | Shop Fab Aluminum | Shop Fab Aluminum Small Bore |  |  |  |  | 5000 | Pipe Fabrication | 620SB000000L | Summary of Shop Fab Aluminum Small Bore labor costs.
62 | 5 | 0 | SB | 10 | 00 | ST | L | Shop Fab Aluminum Small Bore Standard | 620-SB-1000-ST-L | LF | NO | NO | n/a | 2020 | DIRECT LABOR | Active | Shop Fab Aluminum | Shop Fab Aluminum Small Bore |  |  |  |  | 5000 | Pipe Fabrication | 620SB1000STL | Direct field labor for Shop Fab Aluminum Small Bore Standard.
62 | 5 | 0 | SB | 10 | FB | ST | L | Shop Fab Aluminum Small Bore Standard - Shop Fabricate | 620-SB-10FB-ST-L | LF | NO | NO | n/a | 2020 | DIRECT LABOR | Active | Shop Fab Aluminum | Shop Fab Aluminum Small Bore |  |  |  |  | 5000 | Pipe Fabrication | 620SB10FBSTL | Direct field labor for Shop Fab Aluminum Small Bore Standard - Shop Fabricate.
62 | 9 | 0 | SB | 20 | 00 | XH | L | Shop Fab Aluminum Small Bore XH | 620-SB-2000-XH-L | LF | NO | NO | n/a | 2020 | DIRECT LABOR | Active | Shop Fab Aluminum | Shop Fab Aluminum Small Bore |  |  |  |  | 5000 | Pipe Fabrication | 620SB2000XHL | Direct field labor for Shop Fab Aluminum Small Bore XH.
62 | 9 | 0 | SB | 20 | FB | XH | L | Shop Fab Aluminum Small Bore XH - Shop Fabricate | 620-SB-20FB-XH-L | LF | NO | NO | n/a | 2020 | DIRECT LABOR | Active | Shop Fab Aluminum | Shop Fab Aluminum Small Bore |  |  |  |  | 5000 | Pipe Fabrication | 620SB20FBXHL | Direct field labor for Shop Fab Aluminum Small Bore XH - Shop Fabricate.
62 | 9 | 0 | SB | 30 | 00 | XX | L | Shop Fab Aluminum Small Bore XXH | 620-SB-3000-XX-L | LF | NO | NO | n/a | 2020 | DIRECT LABOR | Active | Shop Fab Aluminum | Shop Fab Aluminum Small Bore |  |  |  |  | 5000 | Pipe Fabrication | 620SB3000XXL | Direct field labor for Shop Fab Aluminum Small Bore XXH.
62 | 9 | 0 | SB | 30 | FB | XX | L | Shop Fab Aluminum Small Bore XXH - Shop Fabricate | 620-SB-30FB-XX-L | LF | NO | NO | n/a | 2020 | DIRECT LABOR | Active | Shop Fab Aluminum | Shop Fab Aluminum Small Bore |  |  |  |  | 5000 | Pipe Fabrication | 620SB30FBXXL | Direct field labor for Shop Fab Aluminum Small Bore XXH - Shop Fabricate.
62 | 9 | 0 | XB | 00 | 00 | 00 | L | Shop Fab Aluminum X-tra Large Bore | 620-XB-0000-00-L | LF | NO | NO | n/a | 2020 | DIRECT LABOR | Active | Shop Fab Aluminum | Shop Fab Aluminum X-tra Large Bore |  |  |  |  | 5000 | Pipe Fabrication | 620XB000000L | Summary of Shop Fab Aluminum X-tra Large Bore labor costs.
62 | 9 | 0 | XB | 10 | 00 | ST | L | Shop Fab Aluminum X-tra Large Bore Standard | 620-XB-1000-ST-L | LF | NO | NO | n/a | 2020 | DIRECT LABOR | Active | Shop Fab Aluminum | Shop Fab Aluminum X-tra Large Bore |  |  |  |  | 5000 | Pipe Fabrication | 620XB1000STL | Direct field labor for Shop Fab Aluminum X-tra Large Bore Standard.
62 | 9 | 0 | XB | 10 | FB | ST | L | Shop Fab Aluminum X-tra Large Bore Standard - Shop Fabricate | 620-XB-10FB-ST-L | LF | NO | NO | n/a | 2020 | DIRECT LABOR | Active | Shop Fab Aluminum | Shop Fab Aluminum X-tra Large Bore |  |  |  |  | 5000 | Pipe Fabrication | 620XB10FBSTL | Direct field labor for Shop Fab Aluminum X-tra Large Bore Standard - Shop Fabricate.
62 | 9 | 0 | XB | 20 | 00 | XH | L | Shop Fab Aluminum X-tra Large Bore XH | 620-XB-2000-XH-L | LF | NO | NO | n/a | 2020 | DIRECT LABOR | Active | Shop Fab Aluminum | Shop Fab Aluminum X-tra Large Bore |  |  |  |  | 5000 | Pipe Fabrication | 620XB2000XHL | Direct field labor for Shop Fab Aluminum X-tra Large Bore XH.
62 | 9 | 0 | XB | 20 | FB | XH | L | Shop Fab Aluminum X-tra Large Bore XH - Shop Fabricate | 620-XB-20FB-XH-L | LF | NO | NO | n/a | 2020 | DIRECT LABOR | Active | Shop Fab Aluminum | Shop Fab Aluminum X-tra Large Bore |  |  |  |  | 5000 | Pipe Fabrication | 620XB20FBXHL | Direct field labor for Shop Fab Aluminum X-tra Large Bore XH - Shop Fabricate.
62 | 9 | 0 | XB | 30 | 00 | XX | L | Shop Fab Aluminum X-tra Large Bore XXH | 620-XB-3000-XX-L | LF | NO | NO | n/a | 2020 | DIRECT LABOR | Active | Shop Fab Aluminum | Shop Fab Aluminum X-tra Large Bore |  |  |  |  | 5000 | Pipe Fabrication | 620XB3000XXL | Direct field labor for Shop Fab Aluminum X-tra Large Bore XXH.
62 | 9 | 0 | XB | 30 | FB | XX | L | Shop Fab Aluminum X-tra Large Bore XXH - Shop Fabricate | 620-XB-30FB-XX-L | LF | NO | NO | n/a | 2020 | DIRECT LABOR | Active | Shop Fab Aluminum | Shop Fab Aluminum X-tra Large Bore |  |  |  |  | 5000 | Pipe Fabrication | 620XB30FBXXL | Direct field labor for Shop Fab Aluminum X-tra Large Bore XXH - Shop Fabricate.
62 | 9 | 5 | 00 | 00 | 00 | 00 | 0 | Shop Steam Tracing & Tubing | 625-00-0000-00-0 | LF | YES | YES | n/a | 2020 | DIRECT LABOR | Active | Shop Steam Tracing & Tubing | Summary |  |  |  |  | 5000 | Pipe Fabrication | 625000000000 | Top-level summary of all Shop Steam Tracing & Tubing costs.
62 | 9 | 5 | 10 | 00 | 00 | 00 | L | Steam Tracing & Tubing Install Supports | 625-10-0000-00-L | LF | NO | NO | n/a | 2020 | DIRECT LABOR | Active | Shop Steam Tracing & Tubing | Steam Tracing & Tubing Install Supports |  |  |  |  | 5000 | Pipe Fabrication | 62510000000L | Direct field labor for Steam Tracing & Tubing Install Supports.
62 | 9 | 5 | 20 | 00 | 00 | 00 | L | Steam Tracing & Tubing Install Steam Tracing | 625-20-0000-00-L | LF | NO | NO | n/a | 2020 | DIRECT LABOR | Active | Shop Steam Tracing & Tubing | Steam Tracing & Tubing Install Steam Tracing |  |  |  |  | 5000 | Pipe Fabrication | 62520000000L | Direct field labor for Steam Tracing & Tubing Install Steam Tracing.
62 | 9 | 5 | 30 | 00 | 00 | 00 | L | Steam Tracing & Tubing Install Pre-insulated Tubing Bundles | 625-30-0000-00-L | LF | NO | NO | n/a | 2020 | DIRECT LABOR | Active | Shop Steam Tracing & Tubing | Steam Tracing & Tubing Install Pre-insulated Tubing Bundles |  |  |  |  | 5000 | Pipe Fabrication | 62530000000L | Direct field labor for Steam Tracing & Tubing Install Pre-insulated Tubing Bundles.
62 | 9 | 5 | 40 | 00 | 00 | 00 | L | Steam Tracing & Tubing Traps, Valves | 625-40-0000-00-L | LF | NO | NO | n/a | 2020 | DIRECT LABOR | Active | Shop Steam Tracing & Tubing | Steam Tracing & Tubing Traps, Valves |  |  |  |  | 5000 | Pipe Fabrication | 62540000000L | Direct field labor for Steam Tracing & Tubing Traps, Valves.
62 | 0 | 9 | 00 | 00 | 00 | 00 | 0 | Pipe Shop Subcontracts | 629-00-0000-00-0 | HR | YES | YES | n/a | 2020 | DIRECT SUBCONTRACTS | Active | Pipe Shop Subcontracts | Summary |  |  |  |  | 5200 | Pipe Fabrication | 629000000000 | Top-level summary of all Pipe Shop Subcontracts costs.
62 | 1 | 9 | 05 | 00 | 00 | 00 | 0 | Sub: Pipe Shop Machining | 629-05-0000-00-0 | HR | NO | NO | n/a | 2020 | DIRECT SUBCONTRACTS | Active | Pipe Shop Subcontracts | Sub: Pipe Shop Machining |  |  |  |  | 5200 | Pipe Fabrication | 629050000000 | Cost of Pipe Shop Machining.
62 | 1 | 9 | 10 | 00 | 00 | 00 | S | Sub: Pipe PWHT | 629-10-0000-00-S | HR | NO | NO | n/a | 2020 | DIRECT SUBCONTRACTS | Active | Pipe Shop Subcontracts | Sub: Pipe PWHT |  |  |  |  | 5200 | Pipe Fabrication | 62910000000S | Summary of subcontracted Pipe PWHT costs.
62 | 1 | 9 | 10 | 05 | 00 | 00 | S | Sub: Pipe PWHT - Pipe Shop Carbon Steel Piping | 629-10-0500-00-S | HR | NO | NO | n/a | 2020 | DIRECT SUBCONTRACTS | Active | Pipe Shop Subcontracts | Sub: Pipe PWHT |  |  |  |  | 5200 | Pipe Fabrication | 62910050000S | Cost of subcontracted Pipe PWHT - Pipe Shop Carbon Steel Piping work.
62 | 1 | 9 | 10 | 10 | 00 | 00 | S | Sub: Pipe PWHT - Pipe Shop Chrome Piping | 629-10-1000-00-S | HR | NO | NO | n/a | 2020 | DIRECT SUBCONTRACTS | Active | Pipe Shop Subcontracts | Sub: Pipe PWHT |  |  |  |  | 5200 | Pipe Fabrication | 62910100000S | Cost of subcontracted Pipe PWHT - Pipe Shop Chrome Piping work.
62 | 1 | 9 | 10 | 15 | 00 | 00 | S | Sub: Pipe PWHT - Pipe Shop Stainless Steel Pipe | 629-10-1500-00-S | HR | NO | NO | n/a | 2020 | DIRECT SUBCONTRACTS | Active | Pipe Shop Subcontracts | Sub: Pipe PWHT |  |  |  |  | 5200 | Pipe Fabrication | 62910150000S | Cost of subcontracted Pipe PWHT - Pipe Shop Stainless Steel Pipe work.
62 | 1 | 9 | 15 | 00 | 00 | 00 | 0 | Sub: Field Hot Tap (reserved) | 629-15-0000-00-0 | HR | NO | NO | n/a | 2020 | DIRECT SUBCONTRACTS | Active | Pipe Shop Subcontracts | Sub: Field Hot Tap (reserved) |  |  |  |  | 5200 | Pipe Fabrication | 629150000000 | Cost of Field Hot Tap (reserved).
62 | 1 | 9 | 20 | 00 | 00 | 00 | S | Sub: Pipe Flushing & Cleaning | 629-20-0000-00-S | HR | NO | NO | n/a | 2020 | DIRECT SUBCONTRACTS | Active | Pipe Shop Subcontracts | Sub: Pipe Flushing & Cleaning |  |  |  |  | 5200 | Pipe Fabrication | 62920000000S | Summary of subcontracted Pipe Flushing & Cleaning costs.
62 | 1 | 9 | 20 | 05 | 00 | 00 | S | Sub: Pipe Flushing & Cleaning - Pipe Shop Flushing | 629-20-0500-00-S | HR | NO | NO | n/a | 2020 | DIRECT SUBCONTRACTS | Active | Pipe Shop Subcontracts | Sub: Pipe Flushing & Cleaning |  |  |  |  | 5200 | Pipe Fabrication | 62920050000S | Labor cost for Pipe Flushing & Cleaning - Pipe Shop Flushing.
62 | 1 | 9 | 20 | 10 | 00 | 00 | S | Sub: Pipe Flushing & Cleaning - Pipe Shop Passivation | 629-20-1000-00-S | HR | NO | NO | n/a | 2020 | DIRECT SUBCONTRACTS | Active | Pipe Shop Subcontracts | Sub: Pipe Flushing & Cleaning |  |  |  |  | 5200 | Pipe Fabrication | 62920100000S | Labor cost for Pipe Flushing & Cleaning - Pipe Shop Passivation.
62 | 1 | 9 | 20 | 15 | 00 | 00 | S | Sub: Pipe Flushing & Cleaning - Pipe Shop Chemical Cleaning | 629-20-1500-00-S | HR | NO | NO | n/a | 2020 | DIRECT SUBCONTRACTS | Active | Pipe Shop Subcontracts | Sub: Pipe Flushing & Cleaning |  |  |  |  | 5200 | Pipe Fabrication | 62920150000S | Labor cost for Pipe Flushing & Cleaning - Pipe Shop Chemical Cleaning.
62 | 1 | 9 | 60 | 00 | 00 | 00 | 0 | Sub: Pipe Shop Painting | 629-60-0000-00-0 | HR | NO | NO | n/a | 2020 | DIRECT SUBCONTRACTS | Active | Pipe Shop Subcontracts | Sub: Pipe Shop Painting |  |  |  |  | 5200 | Pipe Fabrication | 629600000000 | Cost of Pipe Shop Painting.
62 | 1 | 9 | 65 | 00 | 00 | 00 | 0 | Sub: Pipe Shop Insulation | 629-65-0000-00-0 | HR | NO | NO | n/a | 2020 | DIRECT SUBCONTRACTS | Active | Pipe Shop Subcontracts | Sub: Pipe Shop Insulation |  |  |  |  | 5200 | Pipe Fabrication | 629650000000 | Summary of Pipe Shop Insulation costs.
62 | 1 | 9 | 65 | 05 | 00 | 00 | S | Sub: Insulate Carbon Steel Piping | 629-65-0500-00-S | HR | NO | NO | n/a | 2020 | DIRECT SUBCONTRACTS | Active | Pipe Shop Subcontracts | Sub: Pipe Shop Insulation | 05265000000L |  |  |  | 5200 | Pipe Fabrication | 62965050000S | Cost of subcontracted Insulate Carbon Steel Piping work.
62 | 1 | 9 | 65 | 10 | 00 | 00 | S | Sub: Insulate Chrome Piping | 629-65-1000-00-S | HR | NO | NO | n/a | 2020 | DIRECT SUBCONTRACTS | Active | Pipe Shop Subcontracts | Sub: Pipe Shop Insulation | 05265000000L |  |  |  | 5200 | Pipe Fabrication | 62965100000S | Cost of subcontracted Insulate Chrome Piping work.
62 | 1 | 9 | 65 | 15 | 00 | 00 | S | Sub: Insulate Stainless Steel Pipe | 629-65-1500-00-S | HR | NO | NO | n/a | 2020 | DIRECT SUBCONTRACTS | Active | Pipe Shop Subcontracts | Sub: Pipe Shop Insulation | 05265000000L |  |  |  | 5200 | Pipe Fabrication | 62965150000S | Cost of subcontracted Insulate Stainless Steel Pipe work.
63 | 1 | 0 | 00 | 00 | 00 | 00 | 0 | Install Piping | 630-00-0000-00-0 | LF | NO | NO |  | 2010 | DIRECT | Active | Install Piping | Summary |  |  |  |  | 5000 | Piping | 630000000000 | Top-level summary of all Install Piping costs.
63 | 1 | 1 | 00 | 00 | 00 | 00 | 0 | Piping Field Materials | 631-00-0000-00-0 | LF | YES | YES | Bulks | 2010 | MATERIALS | Active | Piping Field Materials | Summary | 03000000000I |  |  |  | 5100 | Piping | 631000000000 | Top-level summary of all Piping Field Materials costs.
63 | 1 | 1 | 40 | 00 | 00 | 00 | M | Carbon Steel Pipe | 631-40-0000-00-M | LF | NO | YES | Bulks | 2010 | MATERIALS | Active | Piping Field Materials | Carbon Steel Pipe | 03000000000I |  |  |  | 5100 | Piping | 63140000000M | Summary of Carbon Steel Pipe material costs.
63 | 1 | 1 | 40 | 10 | 00 | 00 | M | Mat: CS Pipe | 631-40-1000-00-M | LF | NO | YES | Bulks | 2010 | MATERIALS | Active | Piping Field Materials | Carbon Steel Pipe | 03000000000I |  |  |  | 5100 | Piping | 63140100000M | Material cost for CS Pipe.
63 | 1 | 1 | 40 | 30 | 00 | 00 | M | Mat: CS Valves | 631-40-3000-00-M | EA | NO | YES | Bulks | 2010 | MATERIALS | Active | Piping Field Materials | Carbon Steel Pipe | 03000000000I |  |  |  | 5100 | Piping | 63140300000M | Material cost for CS Valves.
63 | 1 | 1 | 40 | 40 | 00 | 00 | M | Mat: CS Bolts, Nuts, Gaskets | 631-40-4000-00-M | LT | NO | YES | Bulks | 2010 | MATERIALS | Active | Piping Field Materials | Carbon Steel Pipe | 03000000000I |  |  |  | 5100 | Piping | 63140400000M | Material cost for CS Bolts, Nuts, Gaskets.
63 | 1 | 1 | 40 | 50 | 00 | 00 | M | Mat: CS Pipe Supports | 631-40-5000-00-M | EA | NO | YES | Bulks | 2010 | MATERIALS | Active | Piping Field Materials | Carbon Steel Pipe | 03000000000I |  |  |  | 5100 | Piping | 63140500000M | Material cost for CS Pipe Supports.
63 | 1 | 1 | 41 | 00 | 00 | 00 | M | Stainless Steel Pipe | 631-41-0000-00-M | LF | NO | YES | Bulks | 2010 | MATERIALS | Active | Piping Field Materials | Stainless Steel Pipe | 03000000000I |  |  |  | 5100 | Piping | 63141000000M | Summary of Stainless Steel Pipe material costs.
63 | 1 | 1 | 41 | 10 | 00 | 00 | M | Mat: SS Pipe | 631-41-1000-00-M | LF | NO | YES | Bulks | 2010 | MATERIALS | Active | Piping Field Materials | Stainless Steel Pipe | 03000000000I |  |  |  | 5100 | Piping | 63141100000M | Material cost for SS Pipe.
63 | 1 | 1 | 41 | 30 | 00 | 00 | M | Mat: SS Valves | 631-41-3000-00-M | EA | NO | YES | Bulks | 2010 | MATERIALS | Active | Piping Field Materials | Stainless Steel Pipe | 03000000000I |  |  |  | 5100 | Piping | 63141300000M | Material cost for SS Valves.
63 | 1 | 1 | 41 | 40 | 00 | 00 | M | Mat: SS Bolts, Nuts, Gaskets | 631-41-4000-00-M | LT | NO | YES | Bulks | 2010 | MATERIALS | Active | Piping Field Materials | Stainless Steel Pipe | 03000000000I |  |  |  | 5100 | Piping | 63141400000M | Material cost for SS Bolts, Nuts, Gaskets.
63 | 1 | 1 | 41 | 50 | 00 | 00 | M | Mat: SS Pipe Supports | 631-41-5000-00-M | EA | NO | YES | Bulks | 2010 | MATERIALS | Active | Piping Field Materials | Stainless Steel Pipe | 03000000000I |  |  |  | 5100 | Piping | 63141500000M | Material cost for SS Pipe Supports.
63 | 1 | 1 | 42 | 00 | 00 | 00 | M | Chrome Pipe | 631-42-0000-00-M | LF | NO | YES | Bulks | 2010 | MATERIALS | Active | Piping Field Materials | Chrome Pipe | 03000000000I |  |  |  | 5100 | Piping | 63142000000M | Summary of Chrome Pipe material costs.
63 | 1 | 1 | 42 | 10 | 00 | 00 | M | Mat: CP Pipe | 631-42-1000-00-M | LF | NO | YES | Bulks | 2010 | MATERIALS | Active | Piping Field Materials | Chrome Pipe | 03000000000I |  |  |  | 5100 | Piping | 63142100000M | Material cost for CP Pipe.
63 | 2 | 1 | 42 | 30 | 00 | 00 | M | Mat: CP Valves | 631-42-3000-00-M | EA | NO | YES | Bulks | 2010 | MATERIALS | Active | Piping Field Materials | Chrome Pipe | 03000000000I |  |  |  | 5100 | Piping | 63142300000M | Material cost for CP Valves.
63 | 2 | 1 | 42 | 40 | 00 | 00 | M | Mat: CP Bolts, Nuts, Gaskets | 631-42-4000-00-M | LT | NO | YES | Bulks | 2010 | MATERIALS | Active | Piping Field Materials | Chrome Pipe | 03000000000I |  |  |  | 5100 | Piping | 63142400000M | Material cost for CP Bolts, Nuts, Gaskets.
63 | 2 | 1 | 42 | 50 | 00 | 00 | M | Mat: CP Pipe Supports | 631-42-5000-00-M | EA | NO | YES | Bulks | 2010 | MATERIALS | Active | Piping Field Materials | Chrome Pipe | 03000000000I |  |  |  | 5100 | Piping | 63142500000M | Material cost for CP Pipe Supports.
63 | 2 | 1 | 45 | 00 | 00 | 00 | M | Copper, Brass, Aluminum, Plastic, & Specialty Piping Materials | 631-45-0000-00-M | LF | NO | YES | Bulks | 2010 | MATERIALS | Active | Piping Field Materials | Copper, Brass, Aluminum, Plastic, & Specialty Piping Materials | 03000000000I |  |  |  | 5100 | Piping | 63145000000M | Material cost for Copper, Brass, Aluminum, Plastic, & Specialty Piping Materials.
63 | 4 | 1 | 47 | 00 | 00 | 00 | M | Grooved Pipe | 631-47-0000-00-M | LF | NO | YES | Bulks | 2010 | MATERIALS | Active | Piping Field Materials | Grooved Pipe | 03000000000I |  |  |  | 5100 | Piping | 63147000000M | Summary of Grooved Pipe material costs.
63 | 4 | 1 | 47 | 10 | 00 | 00 | M | Mat: Grooved Pipe | 631-47-1000-00-M | LF | NO | YES | Bulks | 2010 | MATERIALS | Active | Piping Field Materials | Grooved Pipe | 03000000000I |  |  |  | 5100 | Piping | 63147100000M | Material cost for Grooved Pipe.
63 | 4 | 1 | 47 | 20 | 00 | 00 | M | Mat: Grooved Pipe Supports | 631-47-2000-00-M | EA | NO | YES | Bulks | 2010 | MATERIALS | Active | Piping Field Materials | Grooved Pipe | 03000000000I |  |  |  | 5100 | Piping | 63147200000M | Material cost for Grooved Pipe Supports.
63 | 4 | 1 | 48 | 00 | 00 | 00 | M | High Alloy Pipe Materials | 631-48-0000-00-M | LF | NO | YES | Bulks | 2010 | MATERIALS | Active | Piping Field Materials | High Alloy Pipe Materials | 03000000000I |  |  |  | 5100 | Piping | 63148000000M | Summary of High Alloy Pipe Materials material costs.
63 | 9 | 1 | 48 | 10 | 00 | 00 | M | Mat: High Alloy Pipe | 631-48-1000-00-M | LF | NO | YES | Bulks | 2010 | MATERIALS | Active | Piping Field Materials | High Alloy Pipe Materials | 03000000000I |  |  |  | 5100 | Piping | 63148100000M | Material cost for High Alloy Pipe.
63 | 9 | 1 | 48 | 30 | 00 | 00 | M | Mat: High Alloy Valves | 631-48-3000-00-M | EA | NO | YES | Bulks | 2010 | MATERIALS | Active | Piping Field Materials | High Alloy Pipe Materials | 03000000000I |  |  |  | 5100 | Piping | 63148300000M | Material cost for High Alloy Valves.
63 | 9 | 1 | 48 | 40 | 00 | 00 | M | Mat: High Alloy Bolts, Nuts, Gaskets | 631-48-4000-00-M | LT | NO | YES | Bulks | 2010 | MATERIALS | Active | Piping Field Materials | High Alloy Pipe Materials | 03000000000I |  |  |  | 5100 | Piping | 63148400000M | Material cost for High Alloy Bolts, Nuts, Gaskets.
63 | 9 | 1 | 48 | 50 | 00 | 00 | M | Mat: High Alloy Pipe Supports | 631-48-5000-00-M | EA | NO | YES | Bulks | 2010 | MATERIALS | Active | Piping Field Materials | High Alloy Pipe Materials | 03000000000I |  |  |  | 5100 | Piping | 63148500000M | Material cost for High Alloy Pipe Supports.
63 | 9 | 1 | 60 | 00 | 00 | 00 | M | Pre-Fabricated Spools | 631-60-0000-00-M | LF | NO | YES | Bulks | 2010 | MATERIALS | Active | Piping Field Materials | Pre-Fabricated Spools |  |  |  |  | 5100 | Piping | 63160000000M | Summary of Pre-Fabricated Spools material costs.
63 | 9 | 1 | 60 | 33 | 00 | 00 | M | Mat: Carbon Steel Piping | 631-60-3300-00-M | LF | NO | YES | Bulks | 2010 | MATERIALS | Active | Piping Field Materials | Pre-Fabricated Spools |  |  |  |  | 5100 | Piping | 63160330000M | Material cost for Carbon Steel Piping.
63 | 9 | 1 | 60 | 34 | 00 | 00 | M | Mat: Stainless Piping | 631-60-3400-00-M | LF | NO | YES | Bulks | 2010 | MATERIALS | Active | Piping Field Materials | Pre-Fabricated Spools |  |  |  |  | 5100 | Piping | 63160340000M | Material cost for Stainless Piping.
63 | 9 | 1 | 60 | 35 | 00 | 00 | M | Mat: Chrome Piping | 631-60-3500-00-M | LF | NO | YES | Bulks | 2010 | MATERIALS | Active | Piping Field Materials | Pre-Fabricated Spools |  |  |  |  | 5100 | Piping | 63160350000M | Material cost for Chrome Piping.
63 | 9 | 2 | 00 | 00 | 00 | 00 | 0 | Piping Field Staff | 632-00-0000-00-0 | HR | YES | NO |  | 2010 | DIRECT SUPPORT | Active | Piping Field Staff | Summary | 05200000000L |  |  |  | 5000 | Piping | 632000000000 | Top-level summary of all Piping Field Staff costs.
63 | 0 | 2 | 20 | 00 | 00 | 00 | L | Piping General Foreman | 632-20-0000-00-L | HR | NO | NO |  | 2010 | DIRECT SUPPORT | Active | Piping Field Staff | Piping General Foreman | 05220000000L |  |  |  | 5000 | Piping | 63220000000L | Summary of Piping General Foreman labor costs.
63 | 0 | 2 | 55 | 00 | 00 | 00 | L | Piping Material Control | 632-55-0000-00-L | HR | NO | NO |  | 2010 | DIRECT SUPPORT | Active | Piping Field Staff | Piping Material Control |  |  |  |  | 5000 | Piping | 63255000000L | Summary of Piping Material Control labor costs.
63 | 0 | 2 | 60 | 00 | 00 | 00 | L | Piping General Field Labor Support | 632-60-0000-00-L | HR | NO | NO |  | 2010 | DIRECT SUPPORT | Active | Piping Field Staff | Piping General Field Labor Support | 05270000000L |  |  |  | 5000 | Piping | 63260000000L | Summary of Piping Field Labor Support costs.
63 | 0 | 2 | 60 | 60 | 00 | 00 | L | Piping Safety Attendent | 632-60-6000-00-L | LF | NO | NO |  | 2010 | MATERIALS | Active | Piping Field Staff | Piping General Field Labor Support |  |  |  |  | 5000 | Piping | 63260600000L | Labor cost for Piping Safety Attendent.
63 | 0 | 4 | 00 | 00 | 00 | 00 | 0 | Piping Equipment | 634-00-0000-00-0 | HR | YES | NO |  | 2010 | DIRECT SUPPORT | Active | Piping Equipment | Summary | 05200000000L |  |  |  | 5300 | Piping | 634000000000 | Top-level summary of all Piping Equipment costs.
63 | 0 | 4 | 10 | 00 | 00 | 00 | E | Piping Haskell Owned Equipment | 634-10-0000-00-E | HR | NO | NO |  | 2010 | DIRECT SUPPORT | Active | Piping Equipment | Piping Haskell Owned Equipment |  |  |  |  | 5300 | Piping | 63410000000E | Piping Haskell Owned Equipment — Summary of Haskell-owned equipment used on piping work.
63 | 0 | 4 | 20 | 00 | 00 | 00 | E | Piping Third Party Rental Equipment | 634-20-0000-00-E | HR | NO | NO |  | 2010 | DIRECT SUPPORT | Active | Piping Equipment | Piping Third Party Rental Equipment |  |  |  |  | 5500 | Piping | 63420000000E | Piping Third Party Rental Equipment — Summary of third-party rental equipment for piping work.
63 | 0 | 4 | 50 | 00 | 00 | 00 | 0 | Piping Maintenance Lubricants & Oil | 634-50-0000-00-0 | HR | NO | NO |  | 2010 | DIRECT SUPPORT | Active | Piping Equipment | Piping Third Party Rental Equipment |  |  |  |  | 5300 | Piping | 634500000000 | Cost of Piping Maintenance Lubricants & Oil.
63 | 0 | 9 | 00 | 00 | 00 | 00 | 0 | Pipe Testing & Services | 639-00-0000-00-0 | LT | YES | NO |  | 2010 | DIRECT LABOR | Active | Pipe Testing & Services | Summary | 05295000000O |  |  |  | 5000 | Piping | 639000000000 | Top-level summary of all Pipe Testing & Services costs.
63 | 0 | 9 | 90 | 00 | 00 | 00 | S | Piping NDE (field testing & inspections) | 639-90-0000-00-S | HR | YES | NO |  | 2010 | DIRECT LABOR | Active | Pipe Testing & Services | Piping NDE (field testing & inspections) | 05250000000L |  |  |  | 5200 | Piping | 63990000000S | Summary of subcontracted Piping NDE (field testing & inspections) costs.
63 | 0 | 9 | 90 | 05 | 00 | 00 | S | Piping NDE (field testing & inspections) - Carbon Steel Piping | 639-90-0500-00-S | HR | YES | NO |  | 2010 | DIRECT LABOR | Active | Pipe Testing & Services | Piping NDE (field testing & inspections) | 05200000000L |  |  |  | 5200 | Piping | 63990050000S | Cost of subcontracted Piping NDE (field testing & inspections) - Carbon Steel Piping work.
63 | 0 | 9 | 90 | 10 | 00 | 00 | S | Piping NDE (field testing & inspections) - Chrome Piping | 639-90-1000-00-S | LF | YES | NO |  | 2010 | DIRECT LABOR | Active | Pipe Testing & Services | Piping NDE (field testing & inspections) |  |  |  |  | 5200 | Piping | 63990100000S | Cost of subcontracted Piping NDE (field testing & inspections) - Chrome Piping work.
63 | 0 | 9 | 90 | 15 | 00 | 00 | S | Piping NDE (field testing & inspections) - Stainless Steel Pipe | 639-90-1500-00-S | LF | YES | NO |  | 2010 | DIRECT LABOR | Active | Pipe Testing & Services | Piping NDE (field testing & inspections) |  |  |  |  | 5200 | Piping | 63990150000S | Cost of subcontracted Piping NDE (field testing & inspections) - Stainless Steel Pipe work.
63 | 0 | 9 | 99 | 00 | 00 | 00 | L | Piping Hydrotesting & Restoration | 639-99-0000-00-L | LF | NO | NO |  | 2010 | DIRECT LABOR | Active | Pipe Testing & Services | Piping Hydrotesting & Restoration |  |  |  |  | 5000 | Piping | 63999000000L | Summary of Piping Hydrotesting & Restoration labor costs.
63 | 0 | 9 | 99 | 05 | 00 | 00 | L | Piping Hydrotesting & Restoration - Carbon Steel Piping | 639-99-0500-00-L | LF | NO | NO |  | 2010 | DIRECT LABOR | Active | Pipe Testing & Services | Piping Hydrotesting & Restoration |  |  |  |  | 5000 | Piping | 63999050000L | Direct field labor for Piping Hydrotesting & Restoration - Carbon Steel Piping.
63 | 0 | 9 | 99 | 10 | 00 | 00 | L | Piping Hydrotesting & Restoration - Chrome Piping | 639-99-1000-00-L | LF | NO | NO |  | 2010 | DIRECT LABOR | Active | Pipe Testing & Services | Piping Hydrotesting & Restoration |  |  |  |  | 5000 | Piping | 63999100000L | Direct field labor for Piping Hydrotesting & Restoration - Chrome Piping.
63 | 0 | 9 | 99 | 15 | 00 | 00 | L | Piping Hydrotesting & Restoration - Stainless Steel Pipe | 639-99-1500-00-L | LF | NO | NO |  | 2010 | DIRECT LABOR | Active | Pipe Testing & Services | Piping Hydrotesting & Restoration |  |  |  |  | 5000 | Piping | 63999150000L | Direct field labor for Piping Hydrotesting & Restoration - Stainless Steel Pipe.
64 | 0 | 0 | 00 | 00 | 00 | 00 | 0 | Install Carbon Steel | 640-00-0000-00-0 | LF | NO | NO |  | 2010 | DIRECT LABOR | Active | Install Carbon Steel | Summary |  |  |  |  | 5000 | Piping | 640000000000 | Top-level summary of all Install Carbon Steel costs.
64 | 0 | 0 | LB | 00 | 00 | 00 | L | Install Carbon Steel Large Bore | 640-LB-0000-00-L | LF | NO | NO |  | 2010 | DIRECT LABOR | Active | Install Carbon Steel | Install Carbon Steel Large Bore |  |  |  |  | 5000 | Piping | 640LB000000L | Summary of Install Carbon Steel Large Bore labor costs.
64 | 0 | 0 | LB | 12 | 00 | ST | L | Install Carbon Steel Large Bore 12" | 640-LB-1200-ST-L | LF | NO | NO |  | 2010 | DIRECT LABOR | Active | Install Carbon Steel | Install Carbon Steel Large Bore |  |  |  |  | 5000 | Piping | 640LB1200STL | Summary of Install Carbon Steel Large Bore 12" labor costs.
64 | 0 | 0 | LB | 12 | ER | 00 | L | Install Carbon Steel Large Bore 12" - Erect | 640-LB-12ER-00-L | LF | NO | NO |  | 2010 | DIRECT LABOR | Active | Install Carbon Steel | Install Carbon Steel Large Bore |  |  |  |  | 5000 | Piping | 640LB12ER00L | Summary of Install Carbon Steel Large Bore 12" - Erect labor costs.
64 | 0 | 0 | LB | 12 | ER | ST | L | Erect CSLB: 12" Sch Standard or less | 640-LB-12ER-ST-L | LF | NO | NO |  | 2010 | DIRECT LABOR | Active | Install Carbon Steel | Install Carbon Steel Large Bore |  |  |  |  | 5000 | Piping | 640LB12ERSTL | Direct field labor for Erect CSLB: 12" Sch Standard or less.
64 | 0 | 0 | LB | 12 | ER | XH | L | Erect CSLB: 12" Sch XH | 640-LB-12ER-XH-L | LF | NO | NO |  | 2010 | DIRECT LABOR | Active | Install Carbon Steel | Install Carbon Steel Large Bore |  |  |  |  | 5000 | Piping | 640LB12ERXHL | Direct field labor for Erect CSLB: 12" Sch XH.
64 | 0 | 0 | LB | 12 | ER | XX | L | Erect CSLB: 12" Sch XXH | 640-LB-12ER-XX-L | LF | NO | NO |  | 2010 | DIRECT LABOR | Active | Install Carbon Steel | Install Carbon Steel Large Bore |  |  |  |  | 5000 | Piping | 640LB12ERXXL | Direct field labor for Erect CSLB: 12" Sch XXH.
64 | 0 | 0 | LB | 12 | FB | 00 | L | Install Carbon Steel Large Bore 12" - Field Fabricate | 640-LB-12FB-00-L | LF | NO | NO |  | 2010 | DIRECT LABOR | Active | Install Carbon Steel | Install Carbon Steel Large Bore |  |  |  |  | 5000 | Piping | 640LB12FB00L | Summary of Install Carbon Steel Large Bore 12" - Field Fabricate labor costs.
64 | 0 | 0 | LB | 12 | FB | ST | L | Field Fab CSLB: 12" Sch Standard or less | 640-LB-12FB-ST-L | LF | NO | NO |  | 2010 | DIRECT LABOR | Active | Install Carbon Steel | Install Carbon Steel Large Bore |  |  |  |  | 5000 | Piping | 640LB12FBSTL | Direct field labor for Field Fab CSLB: 12" Sch Standard or less.
64 | 0 | 0 | LB | 12 | FB | XH | L | Field Fab CSLB: 12" Sch XH | 640-LB-12FB-XH-L | LF | NO | NO |  | 2010 | DIRECT LABOR | Active | Install Carbon Steel | Install Carbon Steel Large Bore |  |  |  |  | 5000 | Piping | 640LB12FBXHL | Direct field labor for Field Fab CSLB: 12" Sch XH.
64 | 0 | 0 | LB | 12 | FB | XX | L | Field Fab CSLB: 12" Sch XXH | 640-LB-12FB-XX-L | LF | NO | NO |  | 2010 | DIRECT LABOR | Active | Install Carbon Steel | Install Carbon Steel Large Bore |  |  |  |  | 5000 | Piping | 640LB12FBXXL | Direct field labor for Field Fab CSLB: 12" Sch XXH.
64 | 0 | 0 | LB | 14 | 00 | ST | L | Install Carbon Steel Large Bore 14" | 640-LB-1400-ST-L | LF | NO | NO |  | 2010 | DIRECT LABOR | Active | Install Carbon Steel | Install Carbon Steel Large Bore |  |  |  |  | 5000 | Piping | 640LB1400STL | Summary of Install Carbon Steel Large Bore 14" labor costs.
64 | 0 | 0 | LB | 14 | ER | 00 | L | Install Carbon Steel Large Bore 14" - Erect | 640-LB-14ER-00-L | LF | NO | NO |  | 2010 | DIRECT LABOR | Active | Install Carbon Steel | Install Carbon Steel Large Bore |  |  |  |  | 5000 | Piping | 640LB14ER00L | Summary of Install Carbon Steel Large Bore 14" - Erect labor costs.
64 | 0 | 0 | LB | 14 | ER | ST | L | Erect CSLB: 14" Sch Standard or less | 640-LB-14ER-ST-L | LF | NO | NO |  | 2010 | DIRECT LABOR | Active | Install Carbon Steel | Install Carbon Steel Large Bore |  |  |  |  | 5000 | Piping | 640LB14ERSTL | Direct field labor for Erect CSLB: 14" Sch Standard or less.
64 | 0 | 0 | LB | 14 | ER | XH | L | Erect CSLB: 14" Sch XH | 640-LB-14ER-XH-L | LF | NO | NO |  | 2010 | DIRECT LABOR | Active | Install Carbon Steel | Install Carbon Steel Large Bore |  |  |  |  | 5000 | Piping | 640LB14ERXHL | Direct field labor for Erect CSLB: 14" Sch XH.
64 | 0 | 0 | LB | 14 | ER | XX | L | Erect CSLB: 14" Sch XXH | 640-LB-14ER-XX-L | LF | NO | NO |  | 2010 | DIRECT LABOR | Active | Install Carbon Steel | Install Carbon Steel Large Bore |  |  |  |  | 5000 | Piping | 640LB14ERXXL | Direct field labor for Erect CSLB: 14" Sch XXH.
64 | 0 | 0 | LB | 14 | FB | 00 | L | Install Carbon Steel Large Bore 14" - Field Fabricate | 640-LB-14FB-00-L | LF | NO | NO |  | 2010 | DIRECT LABOR | Active | Install Carbon Steel | Install Carbon Steel Large Bore |  |  |  |  | 5000 | Piping | 640LB14FB00L | Summary of Install Carbon Steel Large Bore 14" - Field Fabricate labor costs.
64 | 0 | 0 | LB | 14 | FB | ST | L | Field Fab CSLB: 14" Sch Standard or less | 640-LB-14FB-ST-L | LF | NO | NO |  | 2010 | DIRECT LABOR | Active | Install Carbon Steel | Install Carbon Steel Large Bore |  |  |  |  | 5000 | Piping | 640LB14FBSTL | Direct field labor for Field Fab CSLB: 14" Sch Standard or less.
64 | 0 | 0 | LB | 14 | FB | XH | L | Field Fab CSLB: 14" Sch XH | 640-LB-14FB-XH-L | LF | NO | NO |  | 2010 | DIRECT LABOR | Active | Install Carbon Steel | Install Carbon Steel Large Bore |  |  |  |  | 5000 | Piping | 640LB14FBXHL | Direct field labor for Field Fab CSLB: 14" Sch XH.
64 | 0 | 0 | LB | 14 | FB | XX | L | Field Fab CSLB: 14" Sch XXH | 640-LB-14FB-XX-L | LF | NO | NO |  | 2010 | DIRECT LABOR | Active | Install Carbon Steel | Install Carbon Steel Large Bore |  |  |  |  | 5000 | Piping | 640LB14FBXXL | Direct field labor for Field Fab CSLB: 14" Sch XXH.
64 | 0 | 0 | LB | 16 | 00 | ST | L | Install Carbon Steel Large Bore 16" | 640-LB-1600-ST-L | LF | NO | NO |  | 2010 | DIRECT LABOR | Active | Install Carbon Steel | Install Carbon Steel Large Bore |  |  |  |  | 5000 | Piping | 640LB1600STL | Summary of Install Carbon Steel Large Bore 16" labor costs.
64 | 0 | 0 | LB | 16 | ER | 00 | L | Install Carbon Steel Large Bore 16" - Erect | 640-LB-16ER-00-L | LF | NO | NO |  | 2010 | DIRECT LABOR | Active | Install Carbon Steel | Install Carbon Steel Large Bore |  |  |  |  | 5000 | Piping | 640LB16ER00L | Summary of Install Carbon Steel Large Bore 16" - Erect labor costs.
64 | 0 | 0 | LB | 16 | ER | ST | L | Erect CSLB: 16" Sch Standard or less | 640-LB-16ER-ST-L | LF | NO | NO |  | 2010 | DIRECT LABOR | Active | Install Carbon Steel | Install Carbon Steel Large Bore |  |  |  |  | 5000 | Piping | 640LB16ERSTL | Direct field labor for Erect CSLB: 16" Sch Standard or less.
64 | 0 | 0 | LB | 16 | ER | XH | L | Erect CSLB: 16" Sch XH | 640-LB-16ER-XH-L | LF | NO | NO |  | 2010 | DIRECT LABOR | Active | Install Carbon Steel | Install Carbon Steel Large Bore |  |  |  |  | 5000 | Piping | 640LB16ERXHL | Direct field labor for Erect CSLB: 16" Sch XH.
64 | 0 | 0 | LB | 16 | ER | XX | L | Erect CSLB: 16" Sch XXH | 640-LB-16ER-XX-L | LF | NO | NO |  | 2010 | DIRECT LABOR | Active | Install Carbon Steel | Install Carbon Steel Large Bore |  |  |  |  | 5000 | Piping | 640LB16ERXXL | Direct field labor for Erect CSLB: 16" Sch XXH.
64 | 0 | 0 | LB | 16 | FB | 00 | L | Install Carbon Steel Large Bore 16" - Field Fabricate | 640-LB-16FB-00-L | LF | NO | NO |  | 2010 | DIRECT LABOR | Active | Install Carbon Steel | Install Carbon Steel Large Bore |  |  |  |  | 5000 | Piping | 640LB16FB00L | Summary of Install Carbon Steel Large Bore 16" - Field Fabricate labor costs.
64 | 0 | 0 | LB | 16 | FB | ST | L | Field Fab CSLB: 16" Sch Standard or less | 640-LB-16FB-ST-L | LF | NO | NO |  | 2010 | DIRECT LABOR | Active | Install Carbon Steel | Install Carbon Steel Large Bore |  |  |  |  | 5000 | Piping | 640LB16FBSTL | Direct field labor for Field Fab CSLB: 16" Sch Standard or less.
64 | 0 | 0 | LB | 16 | FB | XH | L | Field Fab CSLB: 16" Sch XH | 640-LB-16FB-XH-L | LF | NO | NO |  | 2010 | DIRECT LABOR | Active | Install Carbon Steel | Install Carbon Steel Large Bore |  |  |  |  | 5000 | Piping | 640LB16FBXHL | Direct field labor for Field Fab CSLB: 16" Sch XH.
64 | 0 | 0 | LB | 16 | FB | XX | L | Field Fab CSLB: 16" Sch XXH | 640-LB-16FB-XX-L | LF | NO | NO |  | 2010 | DIRECT LABOR | Active | Install Carbon Steel | Install Carbon Steel Large Bore |  |  |  |  | 5000 | Piping | 640LB16FBXXL | Direct field labor for Field Fab CSLB: 16" Sch XXH.
64 | 0 | 0 | LB | 18 | 00 | ST | L | Install Carbon Steel Large Bore 18" | 640-LB-1800-ST-L | LF | NO | NO |  | 2010 | DIRECT LABOR | Active | Install Carbon Steel | Install Carbon Steel Large Bore |  |  |  |  | 5000 | Piping | 640LB1800STL | Summary of Install Carbon Steel Large Bore 18" labor costs.
64 | 0 | 0 | LB | 18 | ER | 00 | L | Install Carbon Steel Large Bore 18" - Erect | 640-LB-18ER-00-L | LF | NO | NO |  | 2010 | DIRECT LABOR | Active | Install Carbon Steel | Install Carbon Steel Large Bore |  |  |  |  | 5000 | Piping | 640LB18ER00L | Summary of Install Carbon Steel Large Bore 18" - Erect labor costs.
64 | 0 | 0 | LB | 18 | ER | ST | L | Erect CSLB: 18" Sch Standard or less | 640-LB-18ER-ST-L | LF | NO | NO |  | 2010 | DIRECT LABOR | Active | Install Carbon Steel | Install Carbon Steel Large Bore |  |  |  |  | 5000 | Piping | 640LB18ERSTL | Direct field labor for Erect CSLB: 18" Sch Standard or less.
64 | 0 | 0 | LB | 18 | ER | XH | L | Erect CSLB: 18" Sch XH | 640-LB-18ER-XH-L | LF | NO | NO |  | 2010 | DIRECT LABOR | Active | Install Carbon Steel | Install Carbon Steel Large Bore |  |  |  |  | 5000 | Piping | 640LB18ERXHL | Direct field labor for Erect CSLB: 18" Sch XH.
64 | 0 | 0 | LB | 18 | ER | XX | L | Erect CSLB: 18" Sch XXH | 640-LB-18ER-XX-L | LF | NO | NO |  | 2010 | DIRECT LABOR | Active | Install Carbon Steel | Install Carbon Steel Large Bore |  |  |  |  | 5000 | Piping | 640LB18ERXXL | Direct field labor for Erect CSLB: 18" Sch XXH.
64 | 0 | 0 | LB | 18 | FB | 00 | L | Install Carbon Steel Large Bore 18" - Field Fabricate | 640-LB-18FB-00-L | LF | NO | NO |  | 2010 | DIRECT LABOR | Active | Install Carbon Steel | Install Carbon Steel Large Bore |  |  |  |  | 5000 | Piping | 640LB18FB00L | Summary of Install Carbon Steel Large Bore 18" - Field Fabricate labor costs.
64 | 0 | 0 | LB | 18 | FB | ST | L | Field Fab CSLB: 18" Sch Standard or less | 640-LB-18FB-ST-L | LF | NO | NO |  | 2010 | DIRECT LABOR | Active | Install Carbon Steel | Install Carbon Steel Large Bore |  |  |  |  | 5000 | Piping | 640LB18FBSTL | Direct field labor for Field Fab CSLB: 18" Sch Standard or less.
64 | 0 | 0 | LB | 18 | FB | XH | L | Field Fab CSLB: 18" Sch XH | 640-LB-18FB-XH-L | LF | NO | NO |  | 2010 | DIRECT LABOR | Active | Install Carbon Steel | Install Carbon Steel Large Bore |  |  |  |  | 5000 | Piping | 640LB18FBXHL | Direct field labor for Field Fab CSLB: 18" Sch XH.
64 | 0 | 0 | LB | 18 | FB | XX | L | Field Fab CSLB: 18" Sch XXH | 640-LB-18FB-XX-L | LF | NO | NO |  | 2010 | DIRECT LABOR | Active | Install Carbon Steel | Install Carbon Steel Large Bore |  |  |  |  | 5000 | Piping | 640LB18FBXXL | Direct field labor for Field Fab CSLB: 18" Sch XXH.
64 | 0 | 0 | LB | 20 | 00 | ST | L | Install Carbon Steel Large Bore 20" | 640-LB-2000-ST-L | LF | NO | NO |  | 2010 | DIRECT LABOR | Active | Install Carbon Steel | Install Carbon Steel Large Bore |  |  |  |  | 5000 | Piping | 640LB2000STL | Summary of Install Carbon Steel Large Bore 20" labor costs.
64 | 0 | 0 | LB | 20 | ER | 00 | L | Install Carbon Steel Large Bore 20" - Erect | 640-LB-20ER-00-L | LF | NO | NO |  | 2010 | DIRECT LABOR | Active | Install Carbon Steel | Install Carbon Steel Large Bore |  |  |  |  | 5000 | Piping | 640LB20ER00L | Summary of Install Carbon Steel Large Bore 20" - Erect labor costs.
64 | 0 | 0 | LB | 20 | ER | ST | L | Erect CSLB: 20" Sch Standard or less | 640-LB-20ER-ST-L | LF | NO | NO |  | 2010 | DIRECT LABOR | Active | Install Carbon Steel | Install Carbon Steel Large Bore |  |  |  |  | 5000 | Piping | 640LB20ERSTL | Direct field labor for Erect CSLB: 20" Sch Standard or less.
64 | 0 | 0 | LB | 20 | ER | XH | L | Erect CSLB: 20" Sch XH | 640-LB-20ER-XH-L | LF | NO | NO |  | 2010 | DIRECT LABOR | Active | Install Carbon Steel | Install Carbon Steel Large Bore |  |  |  |  | 5000 | Piping | 640LB20ERXHL | Direct field labor for Erect CSLB: 20" Sch XH.
64 | 0 | 0 | LB | 20 | ER | XX | L | Erect CSLB: 20" Sch XXH | 640-LB-20ER-XX-L | LF | NO | NO |  | 2010 | DIRECT LABOR | Active | Install Carbon Steel | Install Carbon Steel Large Bore |  |  |  |  | 5000 | Piping | 640LB20ERXXL | Direct field labor for Erect CSLB: 20" Sch XXH.
64 | 0 | 0 | LB | 20 | FB | 00 | L | Install Carbon Steel Large Bore 20" - Field Fabricate | 640-LB-20FB-00-L | LF | NO | NO |  | 2010 | DIRECT LABOR | Active | Install Carbon Steel | Install Carbon Steel Large Bore |  |  |  |  | 5000 | Piping | 640LB20FB00L | Summary of Install Carbon Steel Large Bore 20" - Field Fabricate labor costs.
64 | 0 | 0 | LB | 20 | FB | ST | L | Field Fab CSLB: 20" Sch Standard or less | 640-LB-20FB-ST-L | LF | NO | NO |  | 2010 | DIRECT LABOR | Active | Install Carbon Steel | Install Carbon Steel Large Bore |  |  |  |  | 5000 | Piping | 640LB20FBSTL | Direct field labor for Field Fab CSLB: 20" Sch Standard or less.
64 | 0 | 0 | LB | 20 | FB | XH | L | Field Fab CSLB: 20" Sch XH | 640-LB-20FB-XH-L | LF | NO | NO |  | 2010 | DIRECT LABOR | Active | Install Carbon Steel | Install Carbon Steel Large Bore |  |  |  |  | 5000 | Piping | 640LB20FBXHL | Direct field labor for Field Fab CSLB: 20" Sch XH.
64 | 0 | 0 | LB | 20 | FB | XX | L | Field Fab CSLB: 20" Sch XXH | 640-LB-20FB-XX-L | LF | NO | NO |  | 2010 | DIRECT LABOR | Active | Install Carbon Steel | Install Carbon Steel Large Bore |  |  |  |  | 5000 | Piping | 640LB20FBXXL | Direct field labor for Field Fab CSLB: 20" Sch XXH.
64 | 0 | 0 | LB | 24 | 00 | ST | L | Install Carbon Steel Large Bore 24" | 640-LB-2400-ST-L | LF | NO | NO |  | 2010 | DIRECT LABOR | Active | Install Carbon Steel | Install Carbon Steel Large Bore |  |  |  |  | 5000 | Piping | 640LB2400STL | Summary of Install Carbon Steel Large Bore 24" labor costs.
64 | 0 | 0 | LB | 24 | ER | 00 | L | Install Carbon Steel Large Bore 24" - Erect | 640-LB-24ER-00-L | LF | NO | NO |  | 2010 | DIRECT LABOR | Active | Install Carbon Steel | Install Carbon Steel Large Bore |  |  |  |  | 5000 | Piping | 640LB24ER00L | Summary of Install Carbon Steel Large Bore 24" - Erect labor costs.
64 | 0 | 0 | LB | 24 | ER | ST | L | Erect CSLB: 24" Sch Standard or less | 640-LB-24ER-ST-L | LF | NO | NO |  | 2010 | DIRECT LABOR | Active | Install Carbon Steel | Install Carbon Steel Large Bore |  |  |  |  | 5000 | Piping | 640LB24ERSTL | Direct field labor for Erect CSLB: 24" Sch Standard or less.
64 | 0 | 0 | LB | 24 | ER | XH | L | Erect CSLB: 24" Sch XH | 640-LB-24ER-XH-L | LF | NO | NO |  | 2010 | DIRECT LABOR | Active | Install Carbon Steel | Install Carbon Steel Large Bore |  |  |  |  | 5000 | Piping | 640LB24ERXHL | Direct field labor for Erect CSLB: 24" Sch XH.
64 | 0 | 0 | LB | 24 | ER | XX | L | Erect CSLB: 24" Sch XXH | 640-LB-24ER-XX-L | LF | NO | NO |  | 2010 | DIRECT LABOR | Active | Install Carbon Steel | Install Carbon Steel Large Bore |  |  |  |  | 5000 | Piping | 640LB24ERXXL | Direct field labor for Erect CSLB: 24" Sch XXH.
64 | 0 | 0 | LB | 24 | FB | 00 | L | Install Carbon Steel Large Bore 24" - Field Fabricate | 640-LB-24FB-00-L | LF | NO | NO |  | 2010 | DIRECT LABOR | Active | Install Carbon Steel | Install Carbon Steel Large Bore |  |  |  |  | 5000 | Piping | 640LB24FB00L | Summary of Install Carbon Steel Large Bore 24" - Field Fabricate labor costs.
64 | 0 | 0 | LB | 24 | FB | ST | L | Field Fab CSLB: 24" Sch Standard or less | 640-LB-24FB-ST-L | LF | NO | NO |  | 2010 | DIRECT LABOR | Active | Install Carbon Steel | Install Carbon Steel Large Bore |  |  |  |  | 5000 | Piping | 640LB24FBSTL | Direct field labor for Field Fab CSLB: 24" Sch Standard or less.
64 | 0 | 0 | LB | 24 | FB | XH | L | Field Fab CSLB: 24" Sch XH | 640-LB-24FB-XH-L | LF | NO | NO |  | 2010 | DIRECT LABOR | Active | Install Carbon Steel | Install Carbon Steel Large Bore |  |  |  |  | 5000 | Piping | 640LB24FBXHL | Direct field labor for Field Fab CSLB: 24" Sch XH.
64 | 0 | 0 | LB | 24 | FB | XX | L | Field Fab CSLB: 24" Sch XXH | 640-LB-24FB-XX-L | LF | NO | NO |  | 2010 | DIRECT LABOR | Active | Install Carbon Steel | Install Carbon Steel Large Bore |  |  |  |  | 5000 | Piping | 640LB24FBXXL | Direct field labor for Field Fab CSLB: 24" Sch XXH.
64 | 0 | 0 | MB | 00 | 00 | 00 | L | Install Carbon Steel Medium Bore | 640-MB-0000-00-L | LF | NO | NO |  | 2010 | DIRECT LABOR | Active | Install Carbon Steel | Install Carbon Steel Medium Bore |  |  |  |  | 5000 | Piping | 640MB000000L | Summary of Install Carbon Steel Medium Bore labor costs.
64 | 0 | 0 | MB | 03 | 00 | 00 | L | Install Carbon Steel Medium Bore 3" | 640-MB-0300-00-L | LF | NO | NO |  | 2010 | DIRECT LABOR | Active | Install Carbon Steel | Install Carbon Steel Medium Bore |  |  |  |  | 5000 | Piping | 640MB030000L | Summary of Install Carbon Steel Medium Bore 3" labor costs.
64 | 0 | 0 | MB | 03 | ER | 00 | L | Install Carbon Steel Medium Bore 3" - Erect | 640-MB-03ER-00-L | LF | NO | NO |  | 2010 | DIRECT LABOR | Active | Install Carbon Steel | Install Carbon Steel Medium Bore |  |  |  |  | 5000 | Piping | 640MB03ER00L | Summary of Install Carbon Steel Medium Bore 3" - Erect labor costs.
64 | 0 | 0 | MB | 03 | ER | ST | L | Erect CSMB: 3" Sch Standard or less | 640-MB-03ER-ST-L | LF | NO | NO |  | 2010 | DIRECT LABOR | Active | Install Carbon Steel | Install Carbon Steel Medium Bore |  |  |  |  | 5000 | Piping | 640MB03ERSTL | Direct field labor for Erect CSMB: 3" Sch Standard or less.
64 | 0 | 0 | MB | 03 | ER | XH | L | Erect CSMB: 3" Sch XH | 640-MB-03ER-XH-L | LF | NO | NO |  | 2010 | DIRECT LABOR | Active | Install Carbon Steel | Install Carbon Steel Medium Bore |  |  |  |  | 5000 | Piping | 640MB03ERXHL | Direct field labor for Erect CSMB: 3" Sch XH.
64 | 0 | 0 | MB | 03 | ER | XX | L | Erect CSMB: 3" Sch XXH | 640-MB-03ER-XX-L | LF | NO | NO |  | 2010 | DIRECT LABOR | Active | Install Carbon Steel | Install Carbon Steel Medium Bore |  |  |  |  | 5000 | Piping | 640MB03ERXXL | Direct field labor for Erect CSMB: 3" Sch XXH.
64 | 0 | 0 | MB | 03 | FB | 00 | L | Install Carbon Steel Medium Bore 3" - Field Fabricate | 640-MB-03FB-00-L | LF | NO | NO |  | 2010 | DIRECT LABOR | Active | Install Carbon Steel | Install Carbon Steel Medium Bore |  |  |  |  | 5000 | Piping | 640MB03FB00L | Summary of Install Carbon Steel Medium Bore 3" - Field Fabricate labor costs.
64 | 0 | 0 | MB | 03 | FB | ST | L | Field Fab CSMB: 3" Sch Standard or less | 640-MB-03FB-ST-L | LF | NO | NO |  | 2010 | DIRECT LABOR | Active | Install Carbon Steel | Install Carbon Steel Medium Bore |  |  |  |  | 5000 | Piping | 640MB03FBSTL | Direct field labor for Field Fab CSMB: 3" Sch Standard or less.
64 | 0 | 0 | MB | 03 | FB | XH | L | Field Fab CSMB: 3" Sch XH | 640-MB-03FB-XH-L | LF | NO | NO |  | 2010 | DIRECT LABOR | Active | Install Carbon Steel | Install Carbon Steel Medium Bore |  |  |  |  | 5000 | Piping | 640MB03FBXHL | Direct field labor for Field Fab CSMB: 3" Sch XH.
64 | 0 | 0 | MB | 03 | FB | XX | L | Field Fab CSMB: 3" Sch XXH | 640-MB-03FB-XX-L | LF | NO | NO |  | 2010 | DIRECT LABOR | Active | Install Carbon Steel | Install Carbon Steel Medium Bore |  |  |  |  | 5000 | Piping | 640MB03FBXXL | Direct field labor for Field Fab CSMB: 3" Sch XXH.
64 | 0 | 0 | MB | 04 | 00 | 00 | L | Install Carbon Steel Medium Bore 4" | 640-MB-0400-00-L | LF | NO | NO |  | 2010 | DIRECT LABOR | Active | Install Carbon Steel | Install Carbon Steel Medium Bore |  |  |  |  | 5000 | Piping | 640MB040000L | Summary of Install Carbon Steel Medium Bore 4" labor costs.
64 | 0 | 0 | MB | 04 | ER | 00 | L | Install Carbon Steel Medium Bore 4" - Erect | 640-MB-04ER-00-L | LF | NO | NO |  | 2010 | DIRECT LABOR | Active | Install Carbon Steel | Install Carbon Steel Medium Bore |  |  |  |  | 5000 | Piping | 640MB04ER00L | Summary of Install Carbon Steel Medium Bore 4" - Erect labor costs.
64 | 0 | 0 | MB | 04 | ER | ST | L | Erect CSMB: 4" Sch Standard or less | 640-MB-04ER-ST-L | LF | NO | NO |  | 2010 | DIRECT LABOR | Active | Install Carbon Steel | Install Carbon Steel Medium Bore |  |  |  |  | 5000 | Piping | 640MB04ERSTL | Direct field labor for Erect CSMB: 4" Sch Standard or less.
64 | 0 | 0 | MB | 04 | ER | XH | L | Erect CSMB: 4" Sch XH | 640-MB-04ER-XH-L | LF | NO | NO |  | 2010 | DIRECT LABOR | Active | Install Carbon Steel | Install Carbon Steel Medium Bore |  |  |  |  | 5000 | Piping | 640MB04ERXHL | Direct field labor for Erect CSMB: 4" Sch XH.
64 | 0 | 0 | MB | 04 | ER | XX | L | Erect CSMB: 4" Sch XXH | 640-MB-04ER-XX-L | LF | NO | NO |  | 2010 | DIRECT LABOR | Active | Install Carbon Steel | Install Carbon Steel Medium Bore |  |  |  |  | 5000 | Piping | 640MB04ERXXL | Direct field labor for Erect CSMB: 4" Sch XXH.
64 | 0 | 0 | MB | 04 | FB | 00 | L | Install Carbon Steel Medium Bore 4" - Field Fabricate | 640-MB-04FB-00-L | LF | NO | NO |  | 2010 | DIRECT LABOR | Active | Install Carbon Steel | Install Carbon Steel Medium Bore |  |  |  |  | 5000 | Piping | 640MB04FB00L | Summary of Install Carbon Steel Medium Bore 4" - Field Fabricate labor costs.
64 | 0 | 0 | MB | 04 | FB | ST | L | Field Fab CSMB: 4" Sch Standard or less | 640-MB-04FB-ST-L | LF | NO | NO |  | 2010 | DIRECT LABOR | Active | Install Carbon Steel | Install Carbon Steel Medium Bore |  |  |  |  | 5000 | Piping | 640MB04FBSTL | Direct field labor for Field Fab CSMB: 4" Sch Standard or less.
64 | 0 | 0 | MB | 04 | FB | XH | L | Field Fab CSMB: 4" Sch XH | 640-MB-04FB-XH-L | LF | NO | NO |  | 2010 | DIRECT LABOR | Active | Install Carbon Steel | Install Carbon Steel Medium Bore |  |  |  |  | 5000 | Piping | 640MB04FBXHL | Direct field labor for Field Fab CSMB: 4" Sch XH.
64 | 0 | 0 | MB | 04 | FB | XX | L | Field Fab CSMB: 4" Sch XXH | 640-MB-04FB-XX-L | LF | NO | NO |  | 2010 | DIRECT LABOR | Active | Install Carbon Steel | Install Carbon Steel Medium Bore |  |  |  |  | 5000 | Piping | 640MB04FBXXL | Direct field labor for Field Fab CSMB: 4" Sch XXH.
64 | 0 | 0 | MB | 06 | 00 | 00 | L | Install Carbon Steel Medium Bore 6" | 640-MB-0600-00-L | LF | NO | NO |  | 2010 | DIRECT LABOR | Active | Install Carbon Steel | Install Carbon Steel Medium Bore |  |  |  |  | 5000 | Piping | 640MB060000L | Summary of Install Carbon Steel Medium Bore 6" labor costs.
64 | 0 | 0 | MB | 06 | ER | 00 | L | Install Carbon Steel Medium Bore 6" - Erect | 640-MB-06ER-00-L | LF | NO | NO |  | 2010 | DIRECT LABOR | Active | Install Carbon Steel | Install Carbon Steel Medium Bore |  |  |  |  | 5000 | Piping | 640MB06ER00L | Summary of Install Carbon Steel Medium Bore 6" - Erect labor costs.
64 | 0 | 0 | MB | 06 | ER | ST | L | Erect CSMB: 6" Sch Standard or less | 640-MB-06ER-ST-L | LF | NO | NO |  | 2010 | DIRECT LABOR | Active | Install Carbon Steel | Install Carbon Steel Medium Bore |  |  |  |  | 5000 | Piping | 640MB06ERSTL | Direct field labor for Erect CSMB: 6" Sch Standard or less.
64 | 0 | 0 | MB | 06 | ER | XH | L | Erect CSMB: 6" Sch XH | 640-MB-06ER-XH-L | LF | NO | NO |  | 2010 | DIRECT LABOR | Active | Install Carbon Steel | Install Carbon Steel Medium Bore |  |  |  |  | 5000 | Piping | 640MB06ERXHL | Direct field labor for Erect CSMB: 6" Sch XH.
64 | 0 | 0 | MB | 06 | ER | XX | L | Erect CSMB: 6" Sch XXH | 640-MB-06ER-XX-L | LF | NO | NO |  | 2010 | DIRECT LABOR | Active | Install Carbon Steel | Install Carbon Steel Medium Bore |  |  |  |  | 5000 | Piping | 640MB06ERXXL | Direct field labor for Erect CSMB: 6" Sch XXH.
64 | 0 | 0 | MB | 06 | FB | 00 | L | Install Carbon Steel Medium Bore 6" - Field Fabricate | 640-MB-06FB-00-L | LF | NO | NO |  | 2010 | DIRECT LABOR | Active | Install Carbon Steel | Install Carbon Steel Medium Bore |  |  |  |  | 5000 | Piping | 640MB06FB00L | Summary of Install Carbon Steel Medium Bore 6" - Field Fabricate labor costs.
64 | 0 | 0 | MB | 06 | FB | ST | L | Field Fab CSMB: 6" Sch Standard or less | 640-MB-06FB-ST-L | LF | NO | NO |  | 2010 | DIRECT LABOR | Active | Install Carbon Steel | Install Carbon Steel Medium Bore |  |  |  |  | 5000 | Piping | 640MB06FBSTL | Direct field labor for Field Fab CSMB: 6" Sch Standard or less.
64 | 0 | 0 | MB | 06 | FB | XH | L | Field Fab CSMB: 6" Sch XH | 640-MB-06FB-XH-L | LF | NO | NO |  | 2010 | DIRECT LABOR | Active | Install Carbon Steel | Install Carbon Steel Medium Bore |  |  |  |  | 5000 | Piping | 640MB06FBXHL | Direct field labor for Field Fab CSMB: 6" Sch XH.
64 | 0 | 0 | MB | 06 | FB | XX | L | Field Fab CSMB: 6" Sch XXH | 640-MB-06FB-XX-L | LF | NO | NO |  | 2010 | DIRECT LABOR | Active | Install Carbon Steel | Install Carbon Steel Medium Bore |  |  |  |  | 5000 | Piping | 640MB06FBXXL | Direct field labor for Field Fab CSMB: 6" Sch XXH.
64 | 0 | 0 | MB | 08 | 00 | 00 | L | Install Carbon Steel Medium Bore 8" | 640-MB-0800-00-L | LF | NO | NO |  | 2010 | DIRECT LABOR | Active | Install Carbon Steel | Install Carbon Steel Medium Bore |  |  |  |  | 5000 | Piping | 640MB080000L | Summary of Install Carbon Steel Medium Bore 8" labor costs.
64 | 0 | 0 | MB | 08 | ER | 00 | L | Install Carbon Steel Medium Bore 8" - Erect | 640-MB-08ER-00-L | LF | NO | NO |  | 2010 | DIRECT LABOR | Active | Install Carbon Steel | Install Carbon Steel Medium Bore |  |  |  |  | 5000 | Piping | 640MB08ER00L | Summary of Install Carbon Steel Medium Bore 8" - Erect labor costs.
64 | 0 | 0 | MB | 08 | ER | ST | L | Erect CSMB: 8" Sch Standard or less | 640-MB-08ER-ST-L | LF | NO | NO |  | 2010 | DIRECT LABOR | Active | Install Carbon Steel | Install Carbon Steel Medium Bore |  |  |  |  | 5000 | Piping | 640MB08ERSTL | Direct field labor for Erect CSMB: 8" Sch Standard or less.
64 | 0 | 0 | MB | 08 | ER | XH | L | Erect CSMB: 8" Sch XH | 640-MB-08ER-XH-L | LF | NO | NO |  | 2010 | DIRECT LABOR | Active | Install Carbon Steel | Install Carbon Steel Medium Bore |  |  |  |  | 5000 | Piping | 640MB08ERXHL | Direct field labor for Erect CSMB: 8" Sch XH.
64 | 0 | 0 | MB | 08 | ER | XX | L | Erect CSMB: 8" Sch XXH | 640-MB-08ER-XX-L | LF | NO | NO |  | 2010 | DIRECT LABOR | Active | Install Carbon Steel | Install Carbon Steel Medium Bore |  |  |  |  | 5000 | Piping | 640MB08ERXXL | Direct field labor for Erect CSMB: 8" Sch XXH.
64 | 0 | 0 | MB | 08 | FB | 00 | L | Install Carbon Steel Medium Bore 8" - Field Fabricate | 640-MB-08FB-00-L | LF | NO | NO |  | 2010 | DIRECT LABOR | Active | Install Carbon Steel | Install Carbon Steel Medium Bore |  |  |  |  | 5000 | Piping | 640MB08FB00L | Summary of Install Carbon Steel Medium Bore 8" - Field Fabricate labor costs.
64 | 0 | 0 | MB | 08 | FB | ST | L | Field Fab CSMB: 8" Sch Standard or less | 640-MB-08FB-ST-L | LF | NO | NO |  | 2010 | DIRECT LABOR | Active | Install Carbon Steel | Install Carbon Steel Medium Bore |  |  |  |  | 5000 | Piping | 640MB08FBSTL | Direct field labor for Field Fab CSMB: 8" Sch Standard or less.
64 | 0 | 0 | MB | 08 | FB | XH | L | Field Fab CSMB: 8" Sch XH | 640-MB-08FB-XH-L | LF | NO | NO |  | 2010 | DIRECT LABOR | Active | Install Carbon Steel | Install Carbon Steel Medium Bore |  |  |  |  | 5000 | Piping | 640MB08FBXHL | Direct field labor for Field Fab CSMB: 8" Sch XH.
64 | 0 | 0 | MB | 08 | FB | XX | L | Field Fab CSMB: 8" Sch XXH | 640-MB-08FB-XX-L | LF | NO | NO |  | 2010 | DIRECT LABOR | Active | Install Carbon Steel | Install Carbon Steel Medium Bore |  |  |  |  | 5000 | Piping | 640MB08FBXXL | Direct field labor for Field Fab CSMB: 8" Sch XXH.
64 | 0 | 0 | MB | 10 | 00 | 00 | L | Install Carbon Steel Medium Bore 10" | 640-MB-1000-00-L | LF | NO | NO |  | 2010 | DIRECT LABOR | Active | Install Carbon Steel | Install Carbon Steel Medium Bore |  |  |  |  | 5000 | Piping | 640MB100000L | Summary of Install Carbon Steel Medium Bore 10" labor costs.
64 | 0 | 0 | MB | 10 | ER | 00 | L | Install Carbon Steel Medium Bore 10" - Erect | 640-MB-10ER-00-L | LF | NO | NO |  | 2010 | DIRECT LABOR | Active | Install Carbon Steel | Install Carbon Steel Medium Bore |  |  |  |  | 5000 | Piping | 640MB10ER00L | Summary of Install Carbon Steel Medium Bore 10" - Erect labor costs.
64 | 0 | 0 | MB | 10 | ER | ST | L | Erect CSMB: 10" Sch Standard or less | 640-MB-10ER-ST-L | LF | NO | NO |  | 2010 | DIRECT LABOR | Active | Install Carbon Steel | Install Carbon Steel Medium Bore |  |  |  |  | 5000 | Piping | 640MB10ERSTL | Direct field labor for Erect CSMB: 10" Sch Standard or less.
64 | 0 | 0 | MB | 10 | ER | XH | L | Erect CSMB: 10" Sch XH | 640-MB-10ER-XH-L | LF | NO | NO |  | 2010 | DIRECT LABOR | Active | Install Carbon Steel | Install Carbon Steel Medium Bore |  |  |  |  | 5000 | Piping | 640MB10ERXHL | Direct field labor for Erect CSMB: 10" Sch XH.
64 | 0 | 0 | MB | 10 | ER | XX | L | Erect CSMB: 10" Sch XXH | 640-MB-10ER-XX-L | LF | NO | NO |  | 2010 | DIRECT LABOR | Active | Install Carbon Steel | Install Carbon Steel Medium Bore |  |  |  |  | 5000 | Piping | 640MB10ERXXL | Direct field labor for Erect CSMB: 10" Sch XXH.
64 | 0 | 0 | MB | 10 | FB | 00 | L | Install Carbon Steel Medium Bore 10" - Field Fabricate | 640-MB-10FB-00-L | LF | NO | NO |  | 2010 | DIRECT LABOR | Active | Install Carbon Steel | Install Carbon Steel Medium Bore |  |  |  |  | 5000 | Piping | 640MB10FB00L | Summary of Install Carbon Steel Medium Bore 10" - Field Fabricate labor costs.
64 | 0 | 0 | MB | 10 | FB | ST | L | Field Fab CSMB: 10" Sch Standard or less | 640-MB-10FB-ST-L | LF | NO | NO |  | 2010 | DIRECT LABOR | Active | Install Carbon Steel | Install Carbon Steel Medium Bore |  |  |  |  | 5000 | Piping | 640MB10FBSTL | Direct field labor for Field Fab CSMB: 10" Sch Standard or less.
64 | 0 | 0 | MB | 10 | FB | XH | L | Field Fab CSMB: 10" Sch XH | 640-MB-10FB-XH-L | LF | NO | NO |  | 2010 | DIRECT LABOR | Active | Install Carbon Steel | Install Carbon Steel Medium Bore |  |  |  |  | 5000 | Piping | 640MB10FBXHL | Direct field labor for Field Fab CSMB: 10" Sch XH.
64 | 0 | 0 | MB | 10 | FB | XX | L | Field Fab CSMB: 10" Sch XXH | 640-MB-10FB-XX-L | LF | NO | NO |  | 2010 | DIRECT LABOR | Active | Install Carbon Steel | Install Carbon Steel Medium Bore |  |  |  |  | 5000 | Piping | 640MB10FBXXL | Direct field labor for Field Fab CSMB: 10" Sch XXH.
64 | 0 | 0 | SB | 00 | 00 | 00 | L | Install Carbon Steel Small Bore | 640-SB-0000-00-L | LF | NO | NO |  | 2010 | DIRECT LABOR | Active | Install Carbon Steel | Install Carbon Steel Small Bore |  |  |  |  | 5000 | Piping | 640SB000000L | Summary of Install Carbon Steel Small Bore labor costs.
64 | 0 | 0 | SB | 05 | 00 | 00 | L | Install Carbon Steel Small Bore .5" | 640-SB-0500-00-L | LF | NO | NO |  | 2010 | DIRECT LABOR | Active | Install Carbon Steel | Install Carbon Steel Small Bore |  |  |  |  | 5000 | Piping | 640SB050000L | Summary of Install Carbon Steel Small Bore .5" labor costs.
64 | 0 | 0 | SB | 05 | ER | 00 | L | Install Carbon Steel Small Bore .5" - Erect | 640-SB-05ER-00-L | LF | NO | NO |  | 2010 | DIRECT LABOR | Active | Install Carbon Steel | Install Carbon Steel Small Bore |  |  |  |  | 5000 | Piping | 640SB05ER00L | Summary of Install Carbon Steel Small Bore .5" - Erect labor costs.
64 | 0 | 0 | SB | 05 | ER | ST | L | Erect CSSB: .5" Sch Standard or less | 640-SB-05ER-ST-L | LF | NO | NO |  | 2010 | DIRECT LABOR | Active | Install Carbon Steel | Install Carbon Steel Small Bore |  |  |  |  | 5000 | Piping | 640SB05ERSTL | Direct field labor for Erect CSSB: .5" Sch Standard or less.
64 | 0 | 0 | SB | 05 | ER | XH | L | Erect CSSB: .5" Sch XH | 640-SB-05ER-XH-L | LF | NO | NO |  | 2010 | DIRECT LABOR | Active | Install Carbon Steel | Install Carbon Steel Small Bore |  |  |  |  | 5000 | Piping | 640SB05ERXHL | Direct field labor for Erect CSSB: .5" Sch XH.
64 | 0 | 0 | SB | 05 | ER | XX | L | Erect CSSB: .5" Sch XXH | 640-SB-05ER-XX-L | LF | NO | NO |  | 2010 | DIRECT LABOR | Active | Install Carbon Steel | Install Carbon Steel Small Bore |  |  |  |  | 5000 | Piping | 640SB05ERXXL | Direct field labor for Erect CSSB: .5" Sch XXH.
64 | 0 | 0 | SB | 05 | FB | 00 | L | Install Carbon Steel Small Bore .5" - Field Fabricate | 640-SB-05FB-00-L | LF | NO | NO |  | 2010 | DIRECT LABOR | Active | Install Carbon Steel | Install Carbon Steel Small Bore |  |  |  |  | 5000 | Piping | 640SB05FB00L | Summary of Install Carbon Steel Small Bore .5" - Field Fabricate labor costs.
64 | 0 | 0 | SB | 05 | FB | ST | L | Field Fab CSSB: .5" Sch Standard or less | 640-SB-05FB-ST-L | LF | NO | NO |  | 2010 | DIRECT LABOR | Active | Install Carbon Steel | Install Carbon Steel Small Bore |  |  |  |  | 5000 | Piping | 640SB05FBSTL | Direct field labor for Field Fab CSSB: .5" Sch Standard or less.
64 | 0 | 0 | SB | 05 | FB | XH | L | Field Fab CSSB: .5" Sch XH | 640-SB-05FB-XH-L | LF | NO | NO |  | 2010 | DIRECT LABOR | Active | Install Carbon Steel | Install Carbon Steel Small Bore |  |  |  |  | 5000 | Piping | 640SB05FBXHL | Direct field labor for Field Fab CSSB: .5" Sch XH.
64 | 0 | 0 | SB | 05 | FB | XX | L | Field Fab CSSB: .5" Sch XXH | 640-SB-05FB-XX-L | LF | NO | NO |  | 2010 | DIRECT LABOR | Active | Install Carbon Steel | Install Carbon Steel Small Bore |  |  |  |  | 5000 | Piping | 640SB05FBXXL | Direct field labor for Field Fab CSSB: .5" Sch XXH.
64 | 0 | 0 | SB | 07 | 00 | 00 | L | Install Carbon Steel Small Bore .75" | 640-SB-0700-00-L | LF | NO | NO |  | 2010 | DIRECT LABOR | Active | Install Carbon Steel | Install Carbon Steel Small Bore |  |  |  |  | 5000 | Piping | 640SB070000L | Summary of Install Carbon Steel Small Bore .75" labor costs.
64 | 0 | 0 | SB | 07 | ER | 00 | L | Install Carbon Steel Small Bore .75" - Erect | 640-SB-07ER-00-L | LF | NO | NO |  | 2010 | DIRECT LABOR | Active | Install Carbon Steel | Install Carbon Steel Small Bore |  |  |  |  | 5000 | Piping | 640SB07ER00L | Summary of Install Carbon Steel Small Bore .75" - Erect labor costs.
64 | 0 | 0 | SB | 07 | ER | ST | L | Erect CSSB: .75" Sch Standard or less | 640-SB-07ER-ST-L | LF | NO | NO |  | 2010 | DIRECT LABOR | Active | Install Carbon Steel | Install Carbon Steel Small Bore |  |  |  |  | 5000 | Piping | 640SB07ERSTL | Direct field labor for Erect CSSB: .75" Sch Standard or less.
64 | 0 | 0 | SB | 07 | ER | XH | L | Erect CSSB: .75" Sch XH | 640-SB-07ER-XH-L | LF | NO | NO |  | 2010 | DIRECT LABOR | Active | Install Carbon Steel | Install Carbon Steel Small Bore |  |  |  |  | 5000 | Piping | 640SB07ERXHL | Direct field labor for Erect CSSB: .75" Sch XH.
64 | 0 | 0 | SB | 07 | ER | XX | L | Erect CSSB: .75" Sch XXH | 640-SB-07ER-XX-L | LF | NO | NO |  | 2010 | DIRECT LABOR | Active | Install Carbon Steel | Install Carbon Steel Small Bore |  |  |  |  | 5000 | Piping | 640SB07ERXXL | Direct field labor for Erect CSSB: .75" Sch XXH.
64 | 0 | 0 | SB | 07 | FB | 00 | L | Install Carbon Steel Small Bore .75" - Field Fabricate | 640-SB-07FB-00-L | LF | NO | NO |  | 2010 | DIRECT LABOR | Active | Install Carbon Steel | Install Carbon Steel Small Bore |  |  |  |  | 5000 | Piping | 640SB07FB00L | Summary of Install Carbon Steel Small Bore .75" - Field Fabricate labor costs.
64 | 0 | 0 | SB | 07 | FB | ST | L | Field Fab CSSB: .75" Sch Standard or less | 640-SB-07FB-ST-L | LF | NO | NO |  | 2010 | DIRECT LABOR | Active | Install Carbon Steel | Install Carbon Steel Small Bore |  |  |  |  | 5000 | Piping | 640SB07FBSTL | Direct field labor for Field Fab CSSB: .75" Sch Standard or less.
64 | 0 | 0 | SB | 07 | FB | XH | L | Field Fab CSSB: .75" Sch XH | 640-SB-07FB-XH-L | LF | NO | NO |  | 2010 | DIRECT LABOR | Active | Install Carbon Steel | Install Carbon Steel Small Bore |  |  |  |  | 5000 | Piping | 640SB07FBXHL | Direct field labor for Field Fab CSSB: .75" Sch XH.
64 | 0 | 0 | SB | 07 | FB | XX | L | Field Fab CSSB: .75" Sch XXH | 640-SB-07FB-XX-L | LF | NO | NO |  | 2010 | DIRECT LABOR | Active | Install Carbon Steel | Install Carbon Steel Small Bore |  |  |  |  | 5000 | Piping | 640SB07FBXXL | Direct field labor for Field Fab CSSB: .75" Sch XXH.
64 | 0 | 0 | SB | 10 | 00 | 00 | L | Install Carbon Steel Small Bore 1" | 640-SB-1000-00-L | LF | NO | NO |  | 2010 | DIRECT LABOR | Active | Install Carbon Steel | Install Carbon Steel Small Bore |  |  |  |  | 5000 | Piping | 640SB100000L | Summary of Install Carbon Steel Small Bore 1" labor costs.
64 | 0 | 0 | SB | 10 | ER | 00 | L | Install Carbon Steel Small Bore 1" - Erect | 640-SB-10ER-00-L | LF | NO | NO |  | 2010 | DIRECT LABOR | Active | Install Carbon Steel | Install Carbon Steel Small Bore |  |  |  |  | 5000 | Piping | 640SB10ER00L | Summary of Install Carbon Steel Small Bore 1" - Erect labor costs.
64 | 0 | 0 | SB | 10 | ER | ST | L | Erect CSSB: 1" Sch Standard or less | 640-SB-10ER-ST-L | LF | NO | NO |  | 2010 | DIRECT LABOR | Active | Install Carbon Steel | Install Carbon Steel Small Bore |  |  |  |  | 5000 | Piping | 640SB10ERSTL | Direct field labor for Erect CSSB: 1" Sch Standard or less.
64 | 0 | 0 | SB | 10 | ER | XH | L | Erect CSSB: 1" Sch XH | 640-SB-10ER-XH-L | LF | NO | NO |  | 2010 | DIRECT LABOR | Active | Install Carbon Steel | Install Carbon Steel Small Bore |  |  |  |  | 5000 | Piping | 640SB10ERXHL | Direct field labor for Erect CSSB: 1" Sch XH.
64 | 0 | 0 | SB | 10 | ER | XX | L | Erect CSSB: 1" Sch XXH | 640-SB-10ER-XX-L | LF | NO | NO |  | 2010 | DIRECT LABOR | Active | Install Carbon Steel | Install Carbon Steel Small Bore |  |  |  |  | 5000 | Piping | 640SB10ERXXL | Direct field labor for Erect CSSB: 1" Sch XXH.
64 | 0 | 0 | SB | 10 | FB | 00 | L | Install Carbon Steel Small Bore 1" - Field Fabricate | 640-SB-10FB-00-L | LF | NO | NO |  | 2010 | DIRECT LABOR | Active | Install Carbon Steel | Install Carbon Steel Small Bore |  |  |  |  | 5000 | Piping | 640SB10FB00L | Summary of Install Carbon Steel Small Bore 1" - Field Fabricate labor costs.
64 | 0 | 0 | SB | 10 | FB | ST | L | Field Fab CSSB: 1" Sch Standard or less | 640-SB-10FB-ST-L | LF | NO | NO |  | 2010 | DIRECT LABOR | Active | Install Carbon Steel | Install Carbon Steel Small Bore |  |  |  |  | 5000 | Piping | 640SB10FBSTL | Direct field labor for Field Fab CSSB: 1" Sch Standard or less.
64 | 0 | 0 | SB | 10 | FB | XH | L | Field Fab CSSB: 1" Sch XH | 640-SB-10FB-XH-L | LF | NO | NO |  | 2010 | DIRECT LABOR | Active | Install Carbon Steel | Install Carbon Steel Small Bore |  |  |  |  | 5000 | Piping | 640SB10FBXHL | Direct field labor for Field Fab CSSB: 1" Sch XH.
64 | 0 | 0 | SB | 10 | FB | XX | L | Field Fab CSSB: 1" Sch XXH | 640-SB-10FB-XX-L | LF | NO | NO |  | 2010 | DIRECT LABOR | Active | Install Carbon Steel | Install Carbon Steel Small Bore |  |  |  |  | 5000 | Piping | 640SB10FBXXL | Direct field labor for Field Fab CSSB: 1" Sch XXH.
64 | 0 | 0 | SB | 15 | 00 | 00 | L | Install Carbon Steel Small Bore 1.5" | 640-SB-1500-00-L | LF | NO | NO |  | 2010 | DIRECT LABOR | Active | Install Carbon Steel | Install Carbon Steel Small Bore |  |  |  |  | 5000 | Piping | 640SB150000L | Summary of Install Carbon Steel Small Bore 1.5" labor costs.
64 | 0 | 0 | SB | 15 | ER | 00 | L | Install Carbon Steel Small Bore 1.5" - Erect | 640-SB-15ER-00-L | LF | NO | NO |  | 2010 | DIRECT LABOR | Active | Install Carbon Steel | Install Carbon Steel Small Bore |  |  |  |  | 5000 | Piping | 640SB15ER00L | Summary of Install Carbon Steel Small Bore 1.5" - Erect labor costs.
64 | 0 | 0 | SB | 15 | ER | ST | L | Erect CSSB: 1.5" Sch Standard or less | 640-SB-15ER-ST-L | LF | NO | NO |  | 2010 | DIRECT LABOR | Active | Install Carbon Steel | Install Carbon Steel Small Bore |  |  |  |  | 5000 | Piping | 640SB15ERSTL | Direct field labor for Erect CSSB: 1.5" Sch Standard or less.
64 | 0 | 0 | SB | 15 | ER | XH | L | Erect CSSB: 1.5" Sch XH | 640-SB-15ER-XH-L | LF | NO | NO |  | 2010 | DIRECT LABOR | Active | Install Carbon Steel | Install Carbon Steel Small Bore |  |  |  |  | 5000 | Piping | 640SB15ERXHL | Direct field labor for Erect CSSB: 1.5" Sch XH.
64 | 0 | 0 | SB | 15 | ER | XX | L | Erect CSSB: 1.5" Sch XXH | 640-SB-15ER-XX-L | LF | NO | NO |  | 2010 | DIRECT LABOR | Active | Install Carbon Steel | Install Carbon Steel Small Bore |  |  |  |  | 5000 | Piping | 640SB15ERXXL | Direct field labor for Erect CSSB: 1.5" Sch XXH.
64 | 0 | 0 | SB | 15 | FB | 00 | L | Install Carbon Steel Small Bore 1.5" - Field Fabricate | 640-SB-15FB-00-L | LF | NO | NO |  | 2010 | DIRECT LABOR | Active | Install Carbon Steel | Install Carbon Steel Small Bore |  |  |  |  | 5000 | Piping | 640SB15FB00L | Summary of Install Carbon Steel Small Bore 1.5" - Field Fabricate labor costs.
64 | 0 | 0 | SB | 15 | FB | ST | L | Field Fab CSSB: 1.5" Sch Standard or less | 640-SB-15FB-ST-L | LF | NO | NO |  | 2010 | DIRECT LABOR | Active | Install Carbon Steel | Install Carbon Steel Small Bore |  |  |  |  | 5000 | Piping | 640SB15FBSTL | Direct field labor for Field Fab CSSB: 1.5" Sch Standard or less.
64 | 0 | 0 | SB | 15 | FB | XH | L | Field Fab CSSB: 1.5" Sch XH | 640-SB-15FB-XH-L | LF | NO | NO |  | 2010 | DIRECT LABOR | Active | Install Carbon Steel | Install Carbon Steel Small Bore |  |  |  |  | 5000 | Piping | 640SB15FBXHL | Direct field labor for Field Fab CSSB: 1.5" Sch XH.
64 | 0 | 0 | SB | 15 | FB | XX | L | Field Fab CSSB: 1.5" Sch XXH | 640-SB-15FB-XX-L | LF | NO | NO |  | 2010 | DIRECT LABOR | Active | Install Carbon Steel | Install Carbon Steel Small Bore |  |  |  |  | 5000 | Piping | 640SB15FBXXL | Direct field labor for Field Fab CSSB: 1.5" Sch XXH.
64 | 0 | 0 | SB | 20 | 00 | 00 | L | Install Carbon Steel Small Bore 2" | 640-SB-2000-00-L | LF | NO | NO |  | 2010 | DIRECT LABOR | Active | Install Carbon Steel | Install Carbon Steel Small Bore |  |  |  |  | 5000 | Piping | 640SB200000L | Summary of Install Carbon Steel Small Bore 2" labor costs.
64 | 0 | 0 | SB | 20 | ER | 00 | L | Install Carbon Steel Small Bore 2" - Erect | 640-SB-20ER-00-L | LF | NO | NO |  | 2010 | DIRECT LABOR | Active | Install Carbon Steel | Install Carbon Steel Small Bore |  |  |  |  | 5000 | Piping | 640SB20ER00L | Summary of Install Carbon Steel Small Bore 2" - Erect labor costs.
64 | 0 | 0 | SB | 20 | ER | ST | L | Erect CSSB: 2" Sch Standard or less | 640-SB-20ER-ST-L | LF | NO | NO |  | 2010 | DIRECT LABOR | Active | Install Carbon Steel | Install Carbon Steel Small Bore |  |  |  |  | 5000 | Piping | 640SB20ERSTL | Direct field labor for Erect CSSB: 2" Sch Standard or less.
64 | 0 | 0 | SB | 20 | ER | XH | L | Erect CSSB: 2" Sch XH | 640-SB-20ER-XH-L | LF | NO | NO |  | 2010 | DIRECT LABOR | Active | Install Carbon Steel | Install Carbon Steel Small Bore |  |  |  |  | 5000 | Piping | 640SB20ERXHL | Direct field labor for Erect CSSB: 2" Sch XH.
64 | 0 | 0 | SB | 20 | ER | XX | L | Erect CSSB: 2" Sch XXH | 640-SB-20ER-XX-L | LF | NO | NO |  | 2010 | DIRECT LABOR | Active | Install Carbon Steel | Install Carbon Steel Small Bore |  |  |  |  | 5000 | Piping | 640SB20ERXXL | Direct field labor for Erect CSSB: 2" Sch XXH.
64 | 0 | 0 | SB | 20 | FB | 00 | L | Install Carbon Steel Small Bore 2" - Field Fabricate | 640-SB-20FB-00-L | LF | NO | NO |  | 2010 | DIRECT LABOR | Active | Install Carbon Steel | Install Carbon Steel Small Bore |  |  |  |  | 5000 | Piping | 640SB20FB00L | Summary of Install Carbon Steel Small Bore 2" - Field Fabricate labor costs.
64 | 0 | 0 | SB | 20 | FB | ST | L | Field Fab CSSB: 2" Sch Standard or less | 640-SB-20FB-ST-L | LF | NO | NO |  | 2010 | DIRECT LABOR | Active | Install Carbon Steel | Install Carbon Steel Small Bore |  |  |  |  | 5000 | Piping | 640SB20FBSTL | Direct field labor for Field Fab CSSB: 2" Sch Standard or less.
64 | 0 | 0 | SB | 20 | FB | XH | L | Field Fab CSSB: 2" Sch XH | 640-SB-20FB-XH-L | LF | NO | NO |  | 2010 | DIRECT LABOR | Active | Install Carbon Steel | Install Carbon Steel Small Bore |  |  |  |  | 5000 | Piping | 640SB20FBXHL | Direct field labor for Field Fab CSSB: 2" Sch XH.
64 | 0 | 0 | SB | 20 | FB | XX | L | Field Fab CSSB: 2" Sch XXH | 640-SB-20FB-XX-L | LF | NO | NO |  | 2010 | DIRECT LABOR | Active | Install Carbon Steel | Install Carbon Steel Small Bore |  |  |  |  | 5000 | Piping | 640SB20FBXXL | Direct field labor for Field Fab CSSB: 2" Sch XXH.
64 | 0 | 0 | SB | 25 | 00 | 00 | L | Install Carbon Steel Small Bore 2.5" | 640-SB-2500-00-L | LF | NO | NO |  | 2010 | DIRECT LABOR | Active | Install Carbon Steel | Install Carbon Steel Small Bore |  |  |  |  | 5000 | Piping | 640SB250000L | Summary of Install Carbon Steel Small Bore 2.5" labor costs.
64 | 0 | 0 | SB | 25 | ER | 00 | L | Install Carbon Steel Small Bore 2.5" - Erect | 640-SB-25ER-00-L | LF | NO | NO |  | 2010 | DIRECT LABOR | Active | Install Carbon Steel | Install Carbon Steel Small Bore |  |  |  |  | 5000 | Piping | 640SB25ER00L | Summary of Install Carbon Steel Small Bore 2.5" - Erect labor costs.
64 | 0 | 0 | SB | 25 | ER | ST | L | Erect CSSB: 2.5" Sch Standard or less | 640-SB-25ER-ST-L | LF | NO | NO |  | 2010 | DIRECT LABOR | Active | Install Carbon Steel | Install Carbon Steel Small Bore |  |  |  |  | 5000 | Piping | 640SB25ERSTL | Direct field labor for Erect CSSB: 2.5" Sch Standard or less.
64 | 0 | 0 | SB | 25 | ER | XH | L | Erect CSSB: 2.5" Sch XH | 640-SB-25ER-XH-L | LF | NO | NO |  | 2010 | DIRECT LABOR | Active | Install Carbon Steel | Install Carbon Steel Small Bore |  |  |  |  | 5000 | Piping | 640SB25ERXHL | Direct field labor for Erect CSSB: 2.5" Sch XH.
64 | 0 | 0 | SB | 25 | ER | XX | L | Erect CSSB: 2.5" Sch XXH | 640-SB-25ER-XX-L | LF | NO | NO |  | 2010 | DIRECT LABOR | Active | Install Carbon Steel | Install Carbon Steel Small Bore |  |  |  |  | 5000 | Piping | 640SB25ERXXL | Direct field labor for Erect CSSB: 2.5" Sch XXH.
64 | 0 | 0 | SB | 25 | FB | 00 | L | Install Carbon Steel Small Bore 2.5" - Field Fabricate | 640-SB-25FB-00-L | LF | NO | NO |  | 2010 | DIRECT LABOR | Active | Install Carbon Steel | Install Carbon Steel Small Bore |  |  |  |  | 5000 | Piping | 640SB25FB00L | Summary of Install Carbon Steel Small Bore 2.5" - Field Fabricate labor costs.
64 | 0 | 0 | SB | 25 | FB | ST | L | Field Fab CSSB: 2.5" Sch Standard or less | 640-SB-25FB-ST-L | LF | NO | NO |  | 2010 | DIRECT LABOR | Active | Install Carbon Steel | Install Carbon Steel Small Bore |  |  |  |  | 5000 | Piping | 640SB25FBSTL | Direct field labor for Field Fab CSSB: 2.5" Sch Standard or less.
64 | 0 | 0 | SB | 25 | FB | XH | L | Field Fab CSSB: 2.5" Sch XH | 640-SB-25FB-XH-L | LF | NO | NO |  | 2010 | DIRECT LABOR | Active | Install Carbon Steel | Install Carbon Steel Small Bore |  |  |  |  | 5000 | Piping | 640SB25FBXHL | Direct field labor for Field Fab CSSB: 2.5" Sch XH.
64 | 0 | 0 | SB | 25 | FB | XX | L | Field Fab CSSB: 2.5" Sch XXH | 640-SB-25FB-XX-L | LF | NO | NO |  | 2010 | DIRECT LABOR | Active | Install Carbon Steel | Install Carbon Steel Small Bore |  |  |  |  | 5000 | Piping | 640SB25FBXXL | Direct field labor for Field Fab CSSB: 2.5" Sch XXH.
64 | 0 | 0 | XB | 00 | 00 | 00 | L | Install Carbon Steel X-tra Large Bore | 640-XB-0000-00-L | LF | NO | NO |  | 2010 | DIRECT LABOR | Active | Install Carbon Steel | Install Carbon Steel X-tra Large Bore |  |  |  |  | 5000 | Piping | 640XB000000L | Summary of Install Carbon Steel X-tra Large Bore labor costs.
64 | 0 | 0 | XB | 30 | 00 | 00 | L | Install Carbon Steel X-tra Large Bore 30" | 640-XB-3000-00-L | LF | NO | NO |  | 2010 | DIRECT LABOR | Active | Install Carbon Steel | Install Carbon Steel X-tra Large Bore |  |  |  |  | 5000 | Piping | 640XB300000L | Summary of Install Carbon Steel X-tra Large Bore 30" labor costs.
64 | 0 | 0 | XB | 30 | ER | 00 | L | Install Carbon Steel X-tra Large Bore 30" - Erect | 640-XB-30ER-00-L | LF | NO | NO |  | 2010 | DIRECT LABOR | Active | Install Carbon Steel | Install Carbon Steel X-tra Large Bore |  |  |  |  | 5000 | Piping | 640XB30ER00L | Summary of Install Carbon Steel X-tra Large Bore 30" - Erect labor costs.
64 | 0 | 0 | XB | 30 | ER | ST | L | Erect CSXB: 30" Sch Standard or less | 640-XB-30ER-ST-L | LF | NO | NO |  | 2010 | DIRECT LABOR | Active | Install Carbon Steel | Install Carbon Steel X-tra Large Bore |  |  |  |  | 5000 | Piping | 640XB30ERSTL | Direct field labor for Erect CSXB: 30" Sch Standard or less.
64 | 0 | 0 | XB | 30 | ER | XH | L | Erect CSXB: 30" Sch XH | 640-XB-30ER-XH-L | LF | NO | NO |  | 2010 | DIRECT LABOR | Active | Install Carbon Steel | Install Carbon Steel X-tra Large Bore |  |  |  |  | 5000 | Piping | 640XB30ERXHL | Direct field labor for Erect CSXB: 30" Sch XH.
64 | 0 | 0 | XB | 30 | ER | XX | L | Erect CSXB: 30" Sch XXH | 640-XB-30ER-XX-L | LF | NO | NO |  | 2010 | DIRECT LABOR | Active | Install Carbon Steel | Install Carbon Steel X-tra Large Bore |  |  |  |  | 5000 | Piping | 640XB30ERXXL | Direct field labor for Erect CSXB: 30" Sch XXH.
64 | 0 | 0 | XB | 30 | FB | 00 | L | Install Carbon Steel X-tra Large Bore 30" - Field Fabricate | 640-XB-30FB-00-L | LF | NO | NO |  | 2010 | DIRECT LABOR | Active | Install Carbon Steel | Install Carbon Steel X-tra Large Bore |  |  |  |  | 5000 | Piping | 640XB30FB00L | Summary of Install Carbon Steel X-tra Large Bore 30" - Field Fabricate labor costs.
64 | 0 | 0 | XB | 30 | FB | ST | L | Field Fab CSXB: 30" Sch Standard or less | 640-XB-30FB-ST-L | LF | NO | NO |  | 2010 | DIRECT LABOR | Active | Install Carbon Steel | Install Carbon Steel X-tra Large Bore |  |  |  |  | 5000 | Piping | 640XB30FBSTL | Direct field labor for Field Fab CSXB: 30" Sch Standard or less.
64 | 0 | 0 | XB | 30 | FB | XH | L | Field Fab CSXB: 30" Sch XH | 640-XB-30FB-XH-L | LF | NO | NO |  | 2010 | DIRECT LABOR | Active | Install Carbon Steel | Install Carbon Steel X-tra Large Bore |  |  |  |  | 5000 | Piping | 640XB30FBXHL | Direct field labor for Field Fab CSXB: 30" Sch XH.
64 | 0 | 0 | XB | 30 | FB | XX | L | Field Fab CSXB: 30" Sch XXH | 640-XB-30FB-XX-L | LF | NO | NO |  | 2010 | DIRECT LABOR | Active | Install Carbon Steel | Install Carbon Steel X-tra Large Bore |  |  |  |  | 5000 | Piping | 640XB30FBXXL | Direct field labor for Field Fab CSXB: 30" Sch XXH.
64 | 0 | 0 | XB | 36 | 00 | 00 | L | Install Carbon Steel X-tra Large Bore 36" | 640-XB-3600-00-L | LF | NO | NO |  | 2010 | DIRECT LABOR | Active | Install Carbon Steel | Install Carbon Steel X-tra Large Bore |  |  |  |  | 5000 | Piping | 640XB360000L | Summary of Install Carbon Steel X-tra Large Bore 36" labor costs.
64 | 0 | 0 | XB | 36 | ER | 00 | L | Install Carbon Steel X-tra Large Bore 36" - Erect | 640-XB-36ER-00-L | LF | NO | NO |  | 2010 | DIRECT LABOR | Active | Install Carbon Steel | Install Carbon Steel X-tra Large Bore |  |  |  |  | 5000 | Piping | 640XB36ER00L | Summary of Install Carbon Steel X-tra Large Bore 36" - Erect labor costs.
64 | 0 | 0 | XB | 36 | ER | ST | L | Erect CSXB: 36" Sch Standard or less | 640-XB-36ER-ST-L | LF | NO | NO |  | 2010 | DIRECT LABOR | Active | Install Carbon Steel | Install Carbon Steel X-tra Large Bore |  |  |  |  | 5000 | Piping | 640XB36ERSTL | Direct field labor for Erect CSXB: 36" Sch Standard or less.
64 | 0 | 0 | XB | 36 | ER | XH | L | Erect CSXB: 36" Sch XH | 640-XB-36ER-XH-L | LF | NO | NO |  | 2010 | DIRECT LABOR | Active | Install Carbon Steel | Install Carbon Steel X-tra Large Bore |  |  |  |  | 5000 | Piping | 640XB36ERXHL | Direct field labor for Erect CSXB: 36" Sch XH.
64 | 0 | 0 | XB | 36 | ER | XX | L | Erect CSXB: 36" Sch XXH | 640-XB-36ER-XX-L | LF | NO | NO |  | 2010 | DIRECT LABOR | Active | Install Carbon Steel | Install Carbon Steel X-tra Large Bore |  |  |  |  | 5000 | Piping | 640XB36ERXXL | Direct field labor for Erect CSXB: 36" Sch XXH.
64 | 0 | 0 | XB | 36 | FB | 00 | L | Install Carbon Steel X-tra Large Bore 36" - Field Fabricate | 640-XB-36FB-00-L | LF | NO | NO |  | 2010 | DIRECT LABOR | Active | Install Carbon Steel | Install Carbon Steel X-tra Large Bore |  |  |  |  | 5000 | Piping | 640XB36FB00L | Summary of Install Carbon Steel X-tra Large Bore 36" - Field Fabricate labor costs.
64 | 0 | 0 | XB | 36 | FB | ST | L | Field Fab CSXB: 36" Sch Standard or less | 640-XB-36FB-ST-L | LF | NO | NO |  | 2010 | DIRECT LABOR | Active | Install Carbon Steel | Install Carbon Steel X-tra Large Bore |  |  |  |  | 5000 | Piping | 640XB36FBSTL | Direct field labor for Field Fab CSXB: 36" Sch Standard or less.
64 | 0 | 0 | XB | 36 | FB | XH | L | Field Fab CSXB: 36" Sch XH | 640-XB-36FB-XH-L | LF | NO | NO |  | 2010 | DIRECT LABOR | Active | Install Carbon Steel | Install Carbon Steel X-tra Large Bore |  |  |  |  | 5000 | Piping | 640XB36FBXHL | Direct field labor for Field Fab CSXB: 36" Sch XH.
64 | 0 | 0 | XB | 36 | FB | XX | L | Field Fab CSXB: 36" Sch XXH | 640-XB-36FB-XX-L | LF | NO | NO |  | 2010 | DIRECT LABOR | Active | Install Carbon Steel | Install Carbon Steel X-tra Large Bore |  |  |  |  | 5000 | Piping | 640XB36FBXXL | Direct field labor for Field Fab CSXB: 36" Sch XXH.
64 | 0 | 0 | XB | 42 | 00 | 00 | L | Install Carbon Steel X-tra Large Bore 42" | 640-XB-4200-00-L | LF | NO | NO |  | 2010 | DIRECT LABOR | Active | Install Carbon Steel | Install Carbon Steel X-tra Large Bore |  |  |  |  | 5000 | Piping | 640XB420000L | Summary of Install Carbon Steel X-tra Large Bore 42" labor costs.
64 | 0 | 0 | XB | 42 | ER | 00 | L | Install Carbon Steel X-tra Large Bore 42" - Erect | 640-XB-42ER-00-L | LF | NO | NO |  | 2010 | DIRECT LABOR | Active | Install Carbon Steel | Install Carbon Steel X-tra Large Bore |  |  |  |  | 5000 | Piping | 640XB42ER00L | Summary of Install Carbon Steel X-tra Large Bore 42" - Erect labor costs.
64 | 0 | 0 | XB | 42 | ER | ST | L | Erect CSXB: 42" Sch Standard or less | 640-XB-42ER-ST-L | LF | NO | NO |  | 2010 | DIRECT LABOR | Active | Install Carbon Steel | Install Carbon Steel X-tra Large Bore |  |  |  |  | 5000 | Piping | 640XB42ERSTL | Direct field labor for Erect CSXB: 42" Sch Standard or less.
64 | 0 | 0 | XB | 42 | ER | XH | L | Erect CSXB: 42" Sch XH | 640-XB-42ER-XH-L | LF | NO | NO |  | 2010 | DIRECT LABOR | Active | Install Carbon Steel | Install Carbon Steel X-tra Large Bore |  |  |  |  | 5000 | Piping | 640XB42ERXHL | Direct field labor for Erect CSXB: 42" Sch XH.
64 | 0 | 0 | XB | 42 | ER | XX | L | Erect CSXB: 42" Sch XXH | 640-XB-42ER-XX-L | LF | NO | NO |  | 2010 | DIRECT LABOR | Active | Install Carbon Steel | Install Carbon Steel X-tra Large Bore |  |  |  |  | 5000 | Piping | 640XB42ERXXL | Direct field labor for Erect CSXB: 42" Sch XXH.
64 | 0 | 0 | XB | 42 | FB | 00 | L | Install Carbon Steel X-tra Large Bore 42" - Field Fabricate | 640-XB-42FB-00-L | LF | NO | NO |  | 2010 | DIRECT LABOR | Active | Install Carbon Steel | Install Carbon Steel X-tra Large Bore |  |  |  |  | 5000 | Piping | 640XB42FB00L | Summary of Install Carbon Steel X-tra Large Bore 42" - Field Fabricate labor costs.
64 | 0 | 0 | XB | 42 | FB | ST | L | Field Fab CSXB: 42" Sch Standard or less | 640-XB-42FB-ST-L | LF | NO | NO |  | 2010 | DIRECT LABOR | Active | Install Carbon Steel | Install Carbon Steel X-tra Large Bore |  |  |  |  | 5000 | Piping | 640XB42FBSTL | Direct field labor for Field Fab CSXB: 42" Sch Standard or less.
64 | 0 | 0 | XB | 42 | FB | XH | L | Field Fab CSXB: 42" Sch XH | 640-XB-42FB-XH-L | LF | NO | NO |  | 2010 | DIRECT LABOR | Active | Install Carbon Steel | Install Carbon Steel X-tra Large Bore |  |  |  |  | 5000 | Piping | 640XB42FBXHL | Direct field labor for Field Fab CSXB: 42" Sch XH.
64 | 0 | 0 | XB | 42 | FB | XX | L | Field Fab CSXB: 42" Sch XXH | 640-XB-42FB-XX-L | LF | NO | NO |  | 2010 | DIRECT LABOR | Active | Install Carbon Steel | Install Carbon Steel X-tra Large Bore |  |  |  |  | 5000 | Piping | 640XB42FBXXL | Direct field labor for Field Fab CSXB: 42" Sch XXH.
64 | 0 | 0 | XB | 48 | 00 | 00 | L | Install Carbon Steel X-tra Large Bore 48" | 640-XB-4800-00-L | LF | NO | NO |  | 2010 | DIRECT LABOR | Active | Install Carbon Steel | Install Carbon Steel X-tra Large Bore |  |  |  |  | 5000 | Piping | 640XB480000L | Summary of Install Carbon Steel X-tra Large Bore 48" labor costs.
64 | 0 | 0 | XB | 48 | ER | 00 | L | Install Carbon Steel X-tra Large Bore 48" - Erect | 640-XB-48ER-00-L | LF | NO | NO |  | 2010 | DIRECT LABOR | Active | Install Carbon Steel | Install Carbon Steel X-tra Large Bore |  |  |  |  | 5000 | Piping | 640XB48ER00L | Summary of Install Carbon Steel X-tra Large Bore 48" - Erect labor costs.
64 | 0 | 0 | XB | 48 | ER | ST | L | Erect CSXB: 48" Sch Standard or less | 640-XB-48ER-ST-L | LF | NO | NO |  | 2010 | DIRECT LABOR | Active | Install Carbon Steel | Install Carbon Steel X-tra Large Bore |  |  |  |  | 5000 | Piping | 640XB48ERSTL | Direct field labor for Erect CSXB: 48" Sch Standard or less.
64 | 0 | 0 | XB | 48 | ER | XH | L | Erect CSXB: 48" Sch XH | 640-XB-48ER-XH-L | LF | NO | NO |  | 2010 | DIRECT LABOR | Active | Install Carbon Steel | Install Carbon Steel X-tra Large Bore |  |  |  |  | 5000 | Piping | 640XB48ERXHL | Direct field labor for Erect CSXB: 48" Sch XH.
64 | 0 | 0 | XB | 48 | ER | XX | L | Erect CSXB: 48" Sch XXH | 640-XB-48ER-XX-L | LF | NO | NO |  | 2010 | DIRECT LABOR | Active | Install Carbon Steel | Install Carbon Steel X-tra Large Bore |  |  |  |  | 5000 | Piping | 640XB48ERXXL | Direct field labor for Erect CSXB: 48" Sch XXH.
64 | 0 | 0 | XB | 48 | FB | 00 | L | Install Carbon Steel X-tra Large Bore 48" - Field Fabricate | 640-XB-48FB-00-L | LF | NO | NO |  | 2010 | DIRECT LABOR | Active | Install Carbon Steel | Install Carbon Steel X-tra Large Bore |  |  |  |  | 5000 | Piping | 640XB48FB00L | Summary of Install Carbon Steel X-tra Large Bore 48" - Field Fabricate labor costs.
64 | 0 | 0 | XB | 48 | FB | ST | L | Field Fab CSXB: 48" Sch Standard or less | 640-XB-48FB-ST-L | LF | NO | NO |  | 2010 | DIRECT LABOR | Active | Install Carbon Steel | Install Carbon Steel X-tra Large Bore |  |  |  |  | 5000 | Piping | 640XB48FBSTL | Direct field labor for Field Fab CSXB: 48" Sch Standard or less.
64 | 0 | 0 | XB | 48 | FB | XH | L | Field Fab CSXB: 48" Sch XH | 640-XB-48FB-XH-L | LF | NO | NO |  | 2010 | DIRECT LABOR | Active | Install Carbon Steel | Install Carbon Steel X-tra Large Bore |  |  |  |  | 5000 | Piping | 640XB48FBXHL | Direct field labor for Field Fab CSXB: 48" Sch XH.
64 | 0 | 0 | XB | 48 | FB | XX | L | Field Fab CSXB: 48" Sch XXH | 640-XB-48FB-XX-L | LF | NO | NO |  | 2010 | DIRECT LABOR | Active | Install Carbon Steel | Install Carbon Steel X-tra Large Bore |  |  |  |  | 5000 | Piping | 640XB48FBXXL | Direct field labor for Field Fab CSXB: 48" Sch XXH.
64 | 0 | 0 | XB | 54 | 00 | 00 | L | Install Carbon Steel X-tra Large Bore 54" | 640-XB-5400-00-L | LF | NO | NO |  | 2010 | DIRECT LABOR | Active | Install Carbon Steel | Install Carbon Steel X-tra Large Bore |  |  |  |  | 5000 | Piping | 640XB540000L | Summary of Install Carbon Steel X-tra Large Bore 54" labor costs.
64 | 0 | 0 | XB | 54 | ER | 00 | L | Install Carbon Steel X-tra Large Bore 54" - Erect | 640-XB-54ER-00-L | LF | NO | NO |  | 2010 | DIRECT LABOR | Active | Install Carbon Steel | Install Carbon Steel X-tra Large Bore |  |  |  |  | 5000 | Piping | 640XB54ER00L | Summary of Install Carbon Steel X-tra Large Bore 54" - Erect labor costs.
64 | 0 | 0 | XB | 54 | ER | ST | L | Erect CSXB: 54" Sch Standard or less | 640-XB-54ER-ST-L | LF | NO | NO |  | 2010 | DIRECT LABOR | Active | Install Carbon Steel | Install Carbon Steel X-tra Large Bore |  |  |  |  | 5000 | Piping | 640XB54ERSTL | Direct field labor for Erect CSXB: 54" Sch Standard or less.
64 | 0 | 0 | XB | 54 | ER | XH | L | Erect CSXB: 54" Sch XH | 640-XB-54ER-XH-L | LF | NO | NO |  | 2010 | DIRECT LABOR | Active | Install Carbon Steel | Install Carbon Steel X-tra Large Bore |  |  |  |  | 5000 | Piping | 640XB54ERXHL | Direct field labor for Erect CSXB: 54" Sch XH.
64 | 0 | 0 | XB | 54 | ER | XX | L | Erect CSXB: 54" Sch XXH | 640-XB-54ER-XX-L | LF | NO | NO |  | 2010 | DIRECT LABOR | Active | Install Carbon Steel | Install Carbon Steel X-tra Large Bore |  |  |  |  | 5000 | Piping | 640XB54ERXXL | Direct field labor for Erect CSXB: 54" Sch XXH.
64 | 0 | 0 | XB | 54 | FB | 00 | L | Install Carbon Steel X-tra Large Bore 54" - Field Fabricate | 640-XB-54FB-00-L | LF | NO | NO |  | 2010 | DIRECT LABOR | Active | Install Carbon Steel | Install Carbon Steel X-tra Large Bore |  |  |  |  | 5000 | Piping | 640XB54FB00L | Summary of Install Carbon Steel X-tra Large Bore 54" - Field Fabricate labor costs.
64 | 0 | 0 | XB | 54 | FB | ST | L | Field Fab CSXB: 54" Sch Standard or less | 640-XB-54FB-ST-L | LF | NO | NO |  | 2010 | DIRECT LABOR | Active | Install Carbon Steel | Install Carbon Steel X-tra Large Bore |  |  |  |  | 5000 | Piping | 640XB54FBSTL | Direct field labor for Field Fab CSXB: 54" Sch Standard or less.
64 | 0 | 0 | XB | 54 | FB | XH | L | Field Fab CSXB: 54" Sch XH | 640-XB-54FB-XH-L | LF | NO | NO |  | 2010 | DIRECT LABOR | Active | Install Carbon Steel | Install Carbon Steel X-tra Large Bore |  |  |  |  | 5000 | Piping | 640XB54FBXHL | Direct field labor for Field Fab CSXB: 54" Sch XH.
64 | 0 | 0 | XB | 54 | FB | XX | L | Field Fab CSXB: 54" Sch XXH | 640-XB-54FB-XX-L | LF | NO | NO |  | 2010 | DIRECT LABOR | Active | Install Carbon Steel | Install Carbon Steel X-tra Large Bore |  |  |  |  | 5000 | Piping | 640XB54FBXXL | Direct field labor for Field Fab CSXB: 54" Sch XXH.
64 | 1 | 0 | XB | 60 | 00 | 00 | L | Install Carbon Steel X-tra Large Bore 60" | 640-XB-6000-00-L | LF | NO | NO |  | 2010 | DIRECT LABOR | Active | Install Carbon Steel | Install Carbon Steel X-tra Large Bore |  |  |  |  | 5000 | Piping | 640XB600000L | Summary of Install Carbon Steel X-tra Large Bore 60" labor costs.
64 | 1 | 0 | XB | 60 | ER | 00 | L | Install Carbon Steel X-tra Large Bore 60" - Erect | 640-XB-60ER-00-L | LF | NO | NO |  | 2010 | DIRECT LABOR | Active | Install Carbon Steel | Install Carbon Steel X-tra Large Bore |  |  |  |  | 5000 | Piping | 640XB60ER00L | Summary of Install Carbon Steel X-tra Large Bore 60" - Erect labor costs.
64 | 1 | 0 | XB | 60 | ER | ST | L | Erect CSXB: 60" Sch Standard or less | 640-XB-60ER-ST-L | LF | NO | NO |  | 2010 | DIRECT LABOR | Active | Install Carbon Steel | Install Carbon Steel X-tra Large Bore |  |  |  |  | 5000 | Piping | 640XB60ERSTL | Direct field labor for Erect CSXB: 60" Sch Standard or less.
64 | 1 | 0 | XB | 60 | ER | XH | L | Erect CSXB: 60" Sch XH | 640-XB-60ER-XH-L | LF | NO | NO |  | 2010 | DIRECT LABOR | Active | Install Carbon Steel | Install Carbon Steel X-tra Large Bore |  |  |  |  | 5000 | Piping | 640XB60ERXHL | Direct field labor for Erect CSXB: 60" Sch XH.
64 | 1 | 0 | XB | 60 | ER | XX | L | Erect CSXB: 60" Sch XXH | 640-XB-60ER-XX-L | LF | NO | NO |  | 2010 | DIRECT LABOR | Active | Install Carbon Steel | Install Carbon Steel X-tra Large Bore |  |  |  |  | 5000 | Piping | 640XB60ERXXL | Direct field labor for Erect CSXB: 60" Sch XXH.
64 | 1 | 0 | XB | 60 | FB | 00 | L | Install Carbon Steel X-tra Large Bore 60" - Field Fabricate | 640-XB-60FB-00-L | LF | NO | NO |  | 2010 | DIRECT LABOR | Active | Install Carbon Steel | Install Carbon Steel X-tra Large Bore |  |  |  |  | 5000 | Piping | 640XB60FB00L | Summary of Install Carbon Steel X-tra Large Bore 60" - Field Fabricate labor costs.
64 | 1 | 0 | XB | 60 | FB | ST | L | Field Fab CSXB: 60" Sch Standard or less | 640-XB-60FB-ST-L | LF | NO | NO |  | 2010 | DIRECT LABOR | Active | Install Carbon Steel | Install Carbon Steel X-tra Large Bore |  |  |  |  | 5000 | Piping | 640XB60FBSTL | Direct field labor for Field Fab CSXB: 60" Sch Standard or less.
64 | 1 | 0 | XB | 60 | FB | XH | L | Field Fab CSXB: 60" Sch XH | 640-XB-60FB-XH-L | LF | NO | NO |  | 2010 | DIRECT LABOR | Active | Install Carbon Steel | Install Carbon Steel X-tra Large Bore |  |  |  |  | 5000 | Piping | 640XB60FBXHL | Direct field labor for Field Fab CSXB: 60" Sch XH.
64 | 1 | 0 | XB | 60 | FB | XX | L | Field Fab CSXB: 60" Sch XXH | 640-XB-60FB-XX-L | LF | NO | NO |  | 2010 | DIRECT LABOR | Active | Install Carbon Steel | Install Carbon Steel X-tra Large Bore |  |  |  |  | 5000 | Piping | 640XB60FBXXL | Direct field labor for Field Fab CSXB: 60" Sch XXH.
64 | 1 | 1 | 00 | 00 | 00 | 00 | 0 | Install Stainless Steel (304, 309, 310, 316 L & H Grade Piping) | 641-00-0000-00-0 | LF | YES | YES | Bulks | 2010 | DIRECT LABOR | Active | Install Stainless Steel (304, 309, 310, 316 L & H Grade Piping) | Summary |  |  |  |  | 5000 | Piping | 641000000000 | Top-level summary of all Install Stainless Steel (304, 309, 310, 316 L & H Grade Piping) costs.
64 | 1 | 1 | LB | 00 | 00 | 00 | L | Install Stainless Steel (304, 309, 310, 316 L & H Grade Piping) Large Bore | 641-LB-0000-00-L | LF | NO | NO |  | 2010 | DIRECT LABOR | Active | Install Stainless Steel (304, 309, 310, 316 L & H Grade Piping) | Install Stainless Steel (304, 309, 310, 316 L & H Grade Piping) Large Bore |  |  |  |  | 5000 | Piping | 641LB000000L | Summary of Install Stainless Steel (304, 309, 310, 316 L & H Grade Piping) Large Bore labor costs.
64 | 1 | 1 | LB | 12 | 00 | 00 | L | Install Stainless Steel (304, 309, 310, 316 L & H Grade Piping) Large Bore 12" | 641-LB-1200-00-L | LF | NO | NO |  | 2010 | DIRECT LABOR | Active | Install Stainless Steel (304, 309, 310, 316 L & H Grade Piping) | Install Stainless Steel (304, 309, 310, 316 L & H Grade Piping) Large Bore |  |  |  |  | 5000 | Piping | 641LB120000L | Summary of Install Stainless Steel (304, 309, 310, 316 L & H Grade Piping) Large Bore 12" labor costs.
64 | 1 | 1 | LB | 12 | ER | 00 | L | Install Stainless Steel (304, 309, 310, 316 L & H Grade Piping) Large Bore 12" - Erect | 641-LB-12ER-00-L | LF | NO | NO |  | 2010 | DIRECT LABOR | Active | Install Stainless Steel (304, 309, 310, 316 L & H Grade Piping) | Install Stainless Steel (304, 309, 310, 316 L & H Grade Piping) Large Bore |  |  |  |  | 5000 | Piping | 641LB12ER00L | Summary of Install Stainless Steel (304, 309, 310, 316 L & H Grade Piping) Large Bore 12" - Erect labor costs.
64 | 1 | 1 | LB | 12 | ER | ST | L | Erect SSLB: 12" Sch Standard or less | 641-LB-12ER-ST-L | LF | NO | NO |  | 2010 | DIRECT LABOR | Active | Install Stainless Steel (304, 309, 310, 316 L & H Grade Piping) | Install Stainless Steel (304, 309, 310, 316 L & H Grade Piping) Large Bore |  |  |  |  | 5000 | Piping | 641LB12ERSTL | Direct field labor for Erect SSLB: 12" Sch Standard or less.
64 | 1 | 1 | LB | 12 | ER | XH | L | Erect SSLB: 12" Sch XH | 641-LB-12ER-XH-L | LF | NO | NO |  | 2010 | DIRECT LABOR | Active | Install Stainless Steel (304, 309, 310, 316 L & H Grade Piping) | Install Stainless Steel (304, 309, 310, 316 L & H Grade Piping) Large Bore |  |  |  |  | 5000 | Piping | 641LB12ERXHL | Direct field labor for Erect SSLB: 12" Sch XH.
64 | 1 | 1 | LB | 12 | ER | XX | L | Erect SSLB: 12" Sch XXH | 641-LB-12ER-XX-L | LF | NO | NO |  | 2010 | DIRECT LABOR | Active | Install Stainless Steel (304, 309, 310, 316 L & H Grade Piping) | Install Stainless Steel (304, 309, 310, 316 L & H Grade Piping) Large Bore |  |  |  |  | 5000 | Piping | 641LB12ERXXL | Direct field labor for Erect SSLB: 12" Sch XXH.
64 | 1 | 1 | LB | 12 | FB | 00 | L | Install Stainless Steel (304, 309, 310, 316 L & H Grade Piping) Large Bore 12" - Fabricate | 641-LB-12FB-00-L | LF | NO | NO |  | 2010 | DIRECT LABOR | Active | Install Stainless Steel (304, 309, 310, 316 L & H Grade Piping) | Install Stainless Steel (304, 309, 310, 316 L & H Grade Piping) Large Bore |  |  |  |  | 5000 | Piping | 641LB12FB00L | Summary of Install Stainless Steel (304, 309, 310, 316 L & H Grade Piping) Large Bore 12" - Fabricate labor costs.
64 | 1 | 1 | LB | 12 | FB | ST | L | Field Fab SSLB: 12" Sch Standard or less | 641-LB-12FB-ST-L | LF | NO | NO |  | 2010 | DIRECT LABOR | Active | Install Stainless Steel (304, 309, 310, 316 L & H Grade Piping) | Install Stainless Steel (304, 309, 310, 316 L & H Grade Piping) Large Bore |  |  |  |  | 5000 | Piping | 641LB12FBSTL | Direct field labor for Field Fab SSLB: 12" Sch Standard or less.
64 | 1 | 1 | LB | 12 | FB | XH | L | Field Fab SSLB: 12" Sch XH | 641-LB-12FB-XH-L | LF | NO | NO |  | 2010 | DIRECT LABOR | Active | Install Stainless Steel (304, 309, 310, 316 L & H Grade Piping) | Install Stainless Steel (304, 309, 310, 316 L & H Grade Piping) Large Bore |  |  |  |  | 5000 | Piping | 641LB12FBXHL | Direct field labor for Field Fab SSLB: 12" Sch XH.
64 | 1 | 1 | LB | 12 | FB | XX | L | Field Fab SSLB: 12" Sch XXH | 641-LB-12FB-XX-L | LF | NO | NO |  | 2010 | DIRECT LABOR | Active | Install Stainless Steel (304, 309, 310, 316 L & H Grade Piping) | Install Stainless Steel (304, 309, 310, 316 L & H Grade Piping) Large Bore |  |  |  |  | 5000 | Piping | 641LB12FBXXL | Direct field labor for Field Fab SSLB: 12" Sch XXH.
64 | 1 | 1 | LB | 14 | 00 | 00 | L | Install Stainless Steel (304, 309, 310, 316 L & H Grade Piping) Large Bore 14" | 641-LB-1400-00-L | LF | NO | NO |  | 2010 | DIRECT LABOR | Active | Install Stainless Steel (304, 309, 310, 316 L & H Grade Piping) | Install Stainless Steel (304, 309, 310, 316 L & H Grade Piping) Large Bore |  |  |  |  | 5000 | Piping | 641LB140000L | Summary of Install Stainless Steel (304, 309, 310, 316 L & H Grade Piping) Large Bore 14" labor costs.
64 | 1 | 1 | LB | 14 | ER | 00 | L | Install Stainless Steel (304, 309, 310, 316 L & H Grade Piping) Large Bore 14" - Erect | 641-LB-14ER-00-L | LF | NO | NO |  | 2010 | DIRECT LABOR | Active | Install Stainless Steel (304, 309, 310, 316 L & H Grade Piping) | Install Stainless Steel (304, 309, 310, 316 L & H Grade Piping) Large Bore |  |  |  |  | 5000 | Piping | 641LB14ER00L | Summary of Install Stainless Steel (304, 309, 310, 316 L & H Grade Piping) Large Bore 14" - Erect labor costs.
64 | 1 | 1 | LB | 14 | ER | ST | L | Erect SSLB: 14" Sch Standard or less | 641-LB-14ER-ST-L | LF | NO | NO |  | 2010 | DIRECT LABOR | Active | Install Stainless Steel (304, 309, 310, 316 L & H Grade Piping) | Install Stainless Steel (304, 309, 310, 316 L & H Grade Piping) Large Bore |  |  |  |  | 5000 | Piping | 641LB14ERSTL | Direct field labor for Erect SSLB: 14" Sch Standard or less.
64 | 1 | 1 | LB | 14 | ER | XH | L | Erect SSLB: 14" Sch XH | 641-LB-14ER-XH-L | LF | NO | NO |  | 2010 | DIRECT LABOR | Active | Install Stainless Steel (304, 309, 310, 316 L & H Grade Piping) | Install Stainless Steel (304, 309, 310, 316 L & H Grade Piping) Large Bore |  |  |  |  | 5000 | Piping | 641LB14ERXHL | Direct field labor for Erect SSLB: 14" Sch XH.
64 | 1 | 1 | LB | 14 | ER | XX | L | Erect SSLB: 14" Sch XXH | 641-LB-14ER-XX-L | LF | NO | NO |  | 2010 | DIRECT LABOR | Active | Install Stainless Steel (304, 309, 310, 316 L & H Grade Piping) | Install Stainless Steel (304, 309, 310, 316 L & H Grade Piping) Large Bore |  |  |  |  | 5000 | Piping | 641LB14ERXXL | Direct field labor for Erect SSLB: 14" Sch XXH.
64 | 1 | 1 | LB | 14 | FB | 00 | L | Install Stainless Steel (304, 309, 310, 316 L & H Grade Piping) Large Bore 14" - Fabricate | 641-LB-14FB-00-L | LF | NO | NO |  | 2010 | DIRECT LABOR | Active | Install Stainless Steel (304, 309, 310, 316 L & H Grade Piping) | Install Stainless Steel (304, 309, 310, 316 L & H Grade Piping) Large Bore |  |  |  |  | 5000 | Piping | 641LB14FB00L | Summary of Install Stainless Steel (304, 309, 310, 316 L & H Grade Piping) Large Bore 14" - Fabricate labor costs.
64 | 1 | 1 | LB | 14 | FB | ST | L | Field Fab SSLB: 14" Sch Standard or less | 641-LB-14FB-ST-L | LF | NO | NO |  | 2010 | DIRECT LABOR | Active | Install Stainless Steel (304, 309, 310, 316 L & H Grade Piping) | Install Stainless Steel (304, 309, 310, 316 L & H Grade Piping) Large Bore |  |  |  |  | 5000 | Piping | 641LB14FBSTL | Direct field labor for Field Fab SSLB: 14" Sch Standard or less.
64 | 1 | 1 | LB | 14 | FB | XH | L | Field Fab SSLB: 14" Sch XH | 641-LB-14FB-XH-L | LF | NO | NO |  | 2010 | DIRECT LABOR | Active | Install Stainless Steel (304, 309, 310, 316 L & H Grade Piping) | Install Stainless Steel (304, 309, 310, 316 L & H Grade Piping) Large Bore |  |  |  |  | 5000 | Piping | 641LB14FBXHL | Direct field labor for Field Fab SSLB: 14" Sch XH.
64 | 1 | 1 | LB | 14 | FB | XX | L | Field Fab SSLB: 14" Sch XXH | 641-LB-14FB-XX-L | LF | NO | NO |  | 2010 | DIRECT LABOR | Active | Install Stainless Steel (304, 309, 310, 316 L & H Grade Piping) | Install Stainless Steel (304, 309, 310, 316 L & H Grade Piping) Large Bore |  |  |  |  | 5000 | Piping | 641LB14FBXXL | Direct field labor for Field Fab SSLB: 14" Sch XXH.
64 | 1 | 1 | LB | 16 | 00 | 00 | L | Install Stainless Steel (304, 309, 310, 316 L & H Grade Piping) Large Bore 16" | 641-LB-1600-00-L | LF | NO | NO |  | 2010 | DIRECT LABOR | Active | Install Stainless Steel (304, 309, 310, 316 L & H Grade Piping) | Install Stainless Steel (304, 309, 310, 316 L & H Grade Piping) Large Bore |  |  |  |  | 5000 | Piping | 641LB160000L | Summary of Install Stainless Steel (304, 309, 310, 316 L & H Grade Piping) Large Bore 16" labor costs.
64 | 1 | 1 | LB | 16 | ER | 00 | L | Install Stainless Steel (304, 309, 310, 316 L & H Grade Piping) Large Bore 16" - Erect | 641-LB-16ER-00-L | LF | NO | NO |  | 2010 | DIRECT LABOR | Active | Install Stainless Steel (304, 309, 310, 316 L & H Grade Piping) | Install Stainless Steel (304, 309, 310, 316 L & H Grade Piping) Large Bore |  |  |  |  | 5000 | Piping | 641LB16ER00L | Summary of Install Stainless Steel (304, 309, 310, 316 L & H Grade Piping) Large Bore 16" - Erect labor costs.
64 | 1 | 1 | LB | 16 | ER | ST | L | Erect SSLB: 16" Sch Standard or less | 641-LB-16ER-ST-L | LF | NO | NO |  | 2010 | DIRECT LABOR | Active | Install Stainless Steel (304, 309, 310, 316 L & H Grade Piping) | Install Stainless Steel (304, 309, 310, 316 L & H Grade Piping) Large Bore |  |  |  |  | 5000 | Piping | 641LB16ERSTL | Direct field labor for Erect SSLB: 16" Sch Standard or less.
64 | 1 | 1 | LB | 16 | ER | XH | L | Erect SSLB: 16" Sch XH | 641-LB-16ER-XH-L | LF | NO | NO |  | 2010 | DIRECT LABOR | Active | Install Stainless Steel (304, 309, 310, 316 L & H Grade Piping) | Install Stainless Steel (304, 309, 310, 316 L & H Grade Piping) Large Bore |  |  |  |  | 5000 | Piping | 641LB16ERXHL | Direct field labor for Erect SSLB: 16" Sch XH.
64 | 1 | 1 | LB | 16 | ER | XX | L | Erect SSLB: 16" Sch XXH | 641-LB-16ER-XX-L | LF | NO | NO |  | 2010 | DIRECT LABOR | Active | Install Stainless Steel (304, 309, 310, 316 L & H Grade Piping) | Install Stainless Steel (304, 309, 310, 316 L & H Grade Piping) Large Bore |  |  |  |  | 5000 | Piping | 641LB16ERXXL | Direct field labor for Erect SSLB: 16" Sch XXH.
64 | 1 | 1 | LB | 16 | FB | 00 | L | Install Stainless Steel (304, 309, 310, 316 L & H Grade Piping) Large Bore 16" - Fabricate | 641-LB-16FB-00-L | LF | NO | NO |  | 2010 | DIRECT LABOR | Active | Install Stainless Steel (304, 309, 310, 316 L & H Grade Piping) | Install Stainless Steel (304, 309, 310, 316 L & H Grade Piping) Large Bore |  |  |  |  | 5000 | Piping | 641LB16FB00L | Summary of Install Stainless Steel (304, 309, 310, 316 L & H Grade Piping) Large Bore 16" - Fabricate labor costs.
64 | 1 | 1 | LB | 16 | FB | ST | L | Field Fab SSLB: 16" Sch Standard or less | 641-LB-16FB-ST-L | LF | NO | NO |  | 2010 | DIRECT LABOR | Active | Install Stainless Steel (304, 309, 310, 316 L & H Grade Piping) | Install Stainless Steel (304, 309, 310, 316 L & H Grade Piping) Large Bore |  |  |  |  | 5000 | Piping | 641LB16FBSTL | Direct field labor for Field Fab SSLB: 16" Sch Standard or less.
64 | 1 | 1 | LB | 16 | FB | XH | L | Field Fab SSLB: 16" Sch XH | 641-LB-16FB-XH-L | LF | NO | NO |  | 2010 | DIRECT LABOR | Active | Install Stainless Steel (304, 309, 310, 316 L & H Grade Piping) | Install Stainless Steel (304, 309, 310, 316 L & H Grade Piping) Large Bore |  |  |  |  | 5000 | Piping | 641LB16FBXHL | Direct field labor for Field Fab SSLB: 16" Sch XH.
64 | 1 | 1 | LB | 16 | FB | XX | L | Field Fab SSLB: 16" Sch XXH | 641-LB-16FB-XX-L | LF | NO | NO |  | 2010 | DIRECT LABOR | Active | Install Stainless Steel (304, 309, 310, 316 L & H Grade Piping) | Install Stainless Steel (304, 309, 310, 316 L & H Grade Piping) Large Bore |  |  |  |  | 5000 | Piping | 641LB16FBXXL | Direct field labor for Field Fab SSLB: 16" Sch XXH.
64 | 1 | 1 | LB | 18 | 00 | 00 | L | Install Stainless Steel (304, 309, 310, 316 L & H Grade Piping) Large Bore 18" | 641-LB-1800-00-L | LF | NO | NO |  | 2010 | DIRECT LABOR | Active | Install Stainless Steel (304, 309, 310, 316 L & H Grade Piping) | Install Stainless Steel (304, 309, 310, 316 L & H Grade Piping) Large Bore |  |  |  |  | 5000 | Piping | 641LB180000L | Summary of Install Stainless Steel (304, 309, 310, 316 L & H Grade Piping) Large Bore 18" labor costs.
64 | 1 | 1 | LB | 18 | ER | 00 | L | Install Stainless Steel (304, 309, 310, 316 L & H Grade Piping) Large Bore 18" - Erect | 641-LB-18ER-00-L | LF | NO | NO |  | 2010 | DIRECT LABOR | Active | Install Stainless Steel (304, 309, 310, 316 L & H Grade Piping) | Install Stainless Steel (304, 309, 310, 316 L & H Grade Piping) Large Bore |  |  |  |  | 5000 | Piping | 641LB18ER00L | Summary of Install Stainless Steel (304, 309, 310, 316 L & H Grade Piping) Large Bore 18" - Erect labor costs.
64 | 1 | 1 | LB | 18 | ER | ST | L | Erect SSLB: 18" Sch Standard or less | 641-LB-18ER-ST-L | LF | NO | NO |  | 2010 | DIRECT LABOR | Active | Install Stainless Steel (304, 309, 310, 316 L & H Grade Piping) | Install Stainless Steel (304, 309, 310, 316 L & H Grade Piping) Large Bore |  |  |  |  | 5000 | Piping | 641LB18ERSTL | Direct field labor for Erect SSLB: 18" Sch Standard or less.
64 | 1 | 1 | LB | 18 | ER | XH | L | Erect SSLB: 18" Sch XH | 641-LB-18ER-XH-L | LF | NO | NO |  | 2010 | DIRECT LABOR | Active | Install Stainless Steel (304, 309, 310, 316 L & H Grade Piping) | Install Stainless Steel (304, 309, 310, 316 L & H Grade Piping) Large Bore |  |  |  |  | 5000 | Piping | 641LB18ERXHL | Direct field labor for Erect SSLB: 18" Sch XH.
64 | 1 | 1 | LB | 18 | ER | XX | L | Erect SSLB: 18" Sch XXH | 641-LB-18ER-XX-L | LF | NO | NO |  | 2010 | DIRECT LABOR | Active | Install Stainless Steel (304, 309, 310, 316 L & H Grade Piping) | Install Stainless Steel (304, 309, 310, 316 L & H Grade Piping) Large Bore |  |  |  |  | 5000 | Piping | 641LB18ERXXL | Direct field labor for Erect SSLB: 18" Sch XXH.
64 | 1 | 1 | LB | 18 | FB | 00 | L | Install Stainless Steel (304, 309, 310, 316 L & H Grade Piping) Large Bore 18" - Fabricate | 641-LB-18FB-00-L | LF | NO | NO |  | 2010 | DIRECT LABOR | Active | Install Stainless Steel (304, 309, 310, 316 L & H Grade Piping) | Install Stainless Steel (304, 309, 310, 316 L & H Grade Piping) Large Bore |  |  |  |  | 5000 | Piping | 641LB18FB00L | Summary of Install Stainless Steel (304, 309, 310, 316 L & H Grade Piping) Large Bore 18" - Fabricate labor costs.
64 | 1 | 1 | LB | 18 | FB | ST | L | Field Fab SSLB: 18" Sch Standard or less | 641-LB-18FB-ST-L | LF | NO | NO |  | 2010 | DIRECT LABOR | Active | Install Stainless Steel (304, 309, 310, 316 L & H Grade Piping) | Install Stainless Steel (304, 309, 310, 316 L & H Grade Piping) Large Bore |  |  |  |  | 5000 | Piping | 641LB18FBSTL | Direct field labor for Field Fab SSLB: 18" Sch Standard or less.
64 | 1 | 1 | LB | 18 | FB | XH | L | Field Fab SSLB: 18" Sch XH | 641-LB-18FB-XH-L | LF | NO | NO |  | 2010 | DIRECT LABOR | Active | Install Stainless Steel (304, 309, 310, 316 L & H Grade Piping) | Install Stainless Steel (304, 309, 310, 316 L & H Grade Piping) Large Bore |  |  |  |  | 5000 | Piping | 641LB18FBXHL | Direct field labor for Field Fab SSLB: 18" Sch XH.
64 | 1 | 1 | LB | 18 | FB | XX | L | Field Fab SSLB: 18" Sch XXH | 641-LB-18FB-XX-L | LF | NO | NO |  | 2010 | DIRECT LABOR | Active | Install Stainless Steel (304, 309, 310, 316 L & H Grade Piping) | Install Stainless Steel (304, 309, 310, 316 L & H Grade Piping) Large Bore |  |  |  |  | 5000 | Piping | 641LB18FBXXL | Direct field labor for Field Fab SSLB: 18" Sch XXH.
64 | 1 | 1 | LB | 20 | 00 | 00 | L | Install Stainless Steel (304, 309, 310, 316 L & H Grade Piping) Large Bore 20" | 641-LB-2000-00-L | LF | NO | NO |  | 2010 | DIRECT LABOR | Active | Install Stainless Steel (304, 309, 310, 316 L & H Grade Piping) | Install Stainless Steel (304, 309, 310, 316 L & H Grade Piping) Large Bore |  |  |  |  | 5000 | Piping | 641LB200000L | Summary of Install Stainless Steel (304, 309, 310, 316 L & H Grade Piping) Large Bore 20" labor costs.
64 | 1 | 1 | LB | 20 | ER | 00 | L | Install Stainless Steel (304, 309, 310, 316 L & H Grade Piping) Large Bore 20" - Erect | 641-LB-20ER-00-L | LF | NO | NO |  | 2010 | DIRECT LABOR | Active | Install Stainless Steel (304, 309, 310, 316 L & H Grade Piping) | Install Stainless Steel (304, 309, 310, 316 L & H Grade Piping) Large Bore |  |  |  |  | 5000 | Piping | 641LB20ER00L | Summary of Install Stainless Steel (304, 309, 310, 316 L & H Grade Piping) Large Bore 20" - Erect labor costs.
64 | 1 | 1 | LB | 20 | ER | ST | L | Erect SSLB: 20" Sch Standard or less | 641-LB-20ER-ST-L | LF | NO | NO |  | 2010 | DIRECT LABOR | Active | Install Stainless Steel (304, 309, 310, 316 L & H Grade Piping) | Install Stainless Steel (304, 309, 310, 316 L & H Grade Piping) Large Bore |  |  |  |  | 5000 | Piping | 641LB20ERSTL | Direct field labor for Erect SSLB: 20" Sch Standard or less.
64 | 1 | 1 | LB | 20 | ER | XH | L | Erect SSLB: 20" Sch XH | 641-LB-20ER-XH-L | LF | NO | NO |  | 2010 | DIRECT LABOR | Active | Install Stainless Steel (304, 309, 310, 316 L & H Grade Piping) | Install Stainless Steel (304, 309, 310, 316 L & H Grade Piping) Large Bore |  |  |  |  | 5000 | Piping | 641LB20ERXHL | Direct field labor for Erect SSLB: 20" Sch XH.
64 | 1 | 1 | LB | 20 | ER | XX | L | Erect SSLB: 20" Sch XXH | 641-LB-20ER-XX-L | LF | NO | NO |  | 2010 | DIRECT LABOR | Active | Install Stainless Steel (304, 309, 310, 316 L & H Grade Piping) | Install Stainless Steel (304, 309, 310, 316 L & H Grade Piping) Large Bore |  |  |  |  | 5000 | Piping | 641LB20ERXXL | Direct field labor for Erect SSLB: 20" Sch XXH.
64 | 1 | 1 | LB | 20 | FB | 00 | L | Install Stainless Steel (304, 309, 310, 316 L & H Grade Piping) Large Bore 20" - Fabricate | 641-LB-20FB-00-L | LF | NO | NO |  | 2010 | DIRECT LABOR | Active | Install Stainless Steel (304, 309, 310, 316 L & H Grade Piping) | Install Stainless Steel (304, 309, 310, 316 L & H Grade Piping) Large Bore |  |  |  |  | 5000 | Piping | 641LB20FB00L | Summary of Install Stainless Steel (304, 309, 310, 316 L & H Grade Piping) Large Bore 20" - Fabricate labor costs.
64 | 1 | 1 | LB | 20 | FB | ST | L | Field Fab SSLB: 20" Sch Standard or less | 641-LB-20FB-ST-L | LF | NO | NO |  | 2010 | DIRECT LABOR | Active | Install Stainless Steel (304, 309, 310, 316 L & H Grade Piping) | Install Stainless Steel (304, 309, 310, 316 L & H Grade Piping) Large Bore |  |  |  |  | 5000 | Piping | 641LB20FBSTL | Direct field labor for Field Fab SSLB: 20" Sch Standard or less.
64 | 1 | 1 | LB | 20 | FB | XH | L | Field Fab SSLB: 20" Sch XH | 641-LB-20FB-XH-L | LF | NO | NO |  | 2010 | DIRECT LABOR | Active | Install Stainless Steel (304, 309, 310, 316 L & H Grade Piping) | Install Stainless Steel (304, 309, 310, 316 L & H Grade Piping) Large Bore |  |  |  |  | 5000 | Piping | 641LB20FBXHL | Direct field labor for Field Fab SSLB: 20" Sch XH.
64 | 1 | 1 | LB | 20 | FB | XX | L | Field Fab SSLB: 20" Sch XXH | 641-LB-20FB-XX-L | LF | NO | NO |  | 2010 | DIRECT LABOR | Active | Install Stainless Steel (304, 309, 310, 316 L & H Grade Piping) | Install Stainless Steel (304, 309, 310, 316 L & H Grade Piping) Large Bore |  |  |  |  | 5000 | Piping | 641LB20FBXXL | Direct field labor for Field Fab SSLB: 20" Sch XXH.
64 | 1 | 1 | LB | 24 | 00 | 00 | L | Install Stainless Steel (304, 309, 310, 316 L & H Grade Piping) Large Bore 24" | 641-LB-2400-00-L | LF | NO | NO |  | 2010 | DIRECT LABOR | Active | Install Stainless Steel (304, 309, 310, 316 L & H Grade Piping) | Install Stainless Steel (304, 309, 310, 316 L & H Grade Piping) Large Bore |  |  |  |  | 5000 | Piping | 641LB240000L | Summary of Install Stainless Steel (304, 309, 310, 316 L & H Grade Piping) Large Bore 24" labor costs.
64 | 1 | 1 | LB | 24 | ER | 00 | L | Install Stainless Steel (304, 309, 310, 316 L & H Grade Piping) Large Bore 24" - Erect | 641-LB-24ER-00-L | LF | NO | NO |  | 2010 | DIRECT LABOR | Active | Install Stainless Steel (304, 309, 310, 316 L & H Grade Piping) | Install Stainless Steel (304, 309, 310, 316 L & H Grade Piping) Large Bore |  |  |  |  | 5000 | Piping | 641LB24ER00L | Summary of Install Stainless Steel (304, 309, 310, 316 L & H Grade Piping) Large Bore 24" - Erect labor costs.
64 | 1 | 1 | LB | 24 | ER | ST | L | Erect SSLB: 24" Sch Standard or less | 641-LB-24ER-ST-L | LF | NO | NO |  | 2010 | DIRECT LABOR | Active | Install Stainless Steel (304, 309, 310, 316 L & H Grade Piping) | Install Stainless Steel (304, 309, 310, 316 L & H Grade Piping) Large Bore |  |  |  |  | 5000 | Piping | 641LB24ERSTL | Direct field labor for Erect SSLB: 24" Sch Standard or less.
64 | 1 | 1 | LB | 24 | ER | XH | L | Erect SSLB: 24" Sch XH | 641-LB-24ER-XH-L | LF | NO | NO |  | 2010 | DIRECT LABOR | Active | Install Stainless Steel (304, 309, 310, 316 L & H Grade Piping) | Install Stainless Steel (304, 309, 310, 316 L & H Grade Piping) Large Bore |  |  |  |  | 5000 | Piping | 641LB24ERXHL | Direct field labor for Erect SSLB: 24" Sch XH.
64 | 1 | 1 | LB | 24 | ER | XX | L | Erect SSLB: 24" Sch XXH | 641-LB-24ER-XX-L | LF | NO | NO |  | 2010 | DIRECT LABOR | Active | Install Stainless Steel (304, 309, 310, 316 L & H Grade Piping) | Install Stainless Steel (304, 309, 310, 316 L & H Grade Piping) Large Bore |  |  |  |  | 5000 | Piping | 641LB24ERXXL | Direct field labor for Erect SSLB: 24" Sch XXH.
64 | 1 | 1 | LB | 24 | FB | 00 | L | Install Stainless Steel (304, 309, 310, 316 L & H Grade Piping) Large Bore 24" - Fabricate | 641-LB-24FB-00-L | LF | NO | NO |  | 2010 | DIRECT LABOR | Active | Install Stainless Steel (304, 309, 310, 316 L & H Grade Piping) | Install Stainless Steel (304, 309, 310, 316 L & H Grade Piping) Large Bore |  |  |  |  | 5000 | Piping | 641LB24FB00L | Summary of Install Stainless Steel (304, 309, 310, 316 L & H Grade Piping) Large Bore 24" - Fabricate labor costs.
64 | 1 | 1 | LB | 24 | FB | ST | L | Field Fab SSLB: 24" Sch Standard or less | 641-LB-24FB-ST-L | LF | NO | NO |  | 2010 | DIRECT LABOR | Active | Install Stainless Steel (304, 309, 310, 316 L & H Grade Piping) | Install Stainless Steel (304, 309, 310, 316 L & H Grade Piping) Large Bore |  |  |  |  | 5000 | Piping | 641LB24FBSTL | Direct field labor for Field Fab SSLB: 24" Sch Standard or less.
64 | 1 | 1 | LB | 24 | FB | XH | L | Field Fab SSLB: 24" Sch XH | 641-LB-24FB-XH-L | LF | NO | NO |  | 2010 | DIRECT LABOR | Active | Install Stainless Steel (304, 309, 310, 316 L & H Grade Piping) | Install Stainless Steel (304, 309, 310, 316 L & H Grade Piping) Large Bore |  |  |  |  | 5000 | Piping | 641LB24FBXHL | Direct field labor for Field Fab SSLB: 24" Sch XH.
64 | 1 | 1 | LB | 24 | FB | XX | L | Field Fab SSLB: 24" Sch XXH | 641-LB-24FB-XX-L | LF | NO | NO |  | 2010 | DIRECT LABOR | Active | Install Stainless Steel (304, 309, 310, 316 L & H Grade Piping) | Install Stainless Steel (304, 309, 310, 316 L & H Grade Piping) Large Bore |  |  |  |  | 5000 | Piping | 641LB24FBXXL | Direct field labor for Field Fab SSLB: 24" Sch XXH.
64 | 1 | 1 | MB | 00 | 00 | 00 | L | Install Stainless Steel (304, 309, 310, 316 L & H Grade Piping) Medium Bore | 641-MB-0000-00-L | LF | NO | NO |  | 2010 | DIRECT LABOR | Active | Install Stainless Steel (304, 309, 310, 316 L & H Grade Piping) | Install Stainless Steel (304, 309, 310, 316 L & H Grade Piping) Medium Bore |  |  |  |  | 5000 | Piping | 641MB000000L | Summary of Install Stainless Steel (304, 309, 310, 316 L & H Grade Piping) Medium Bore labor costs.
64 | 1 | 1 | MB | 03 | 00 | 00 | L | Install Stainless Steel (304, 309, 310, 316 L & H Grade Piping) Medium Bore 3" | 641-MB-0300-00-L | LF | NO | NO |  | 2010 | DIRECT LABOR | Active | Install Stainless Steel (304, 309, 310, 316 L & H Grade Piping) | Install Stainless Steel (304, 309, 310, 316 L & H Grade Piping) Medium Bore |  |  |  |  | 5000 | Piping | 641MB030000L | Summary of Install Stainless Steel (304, 309, 310, 316 L & H Grade Piping) Medium Bore 3" labor costs.
64 | 1 | 1 | MB | 03 | ER | 00 | L | Install Stainless Steel (304, 309, 310, 316 L & H Grade Piping) Medium Bore 3" - Erect | 641-MB-03ER-00-L | LF | NO | NO |  | 2010 | DIRECT LABOR | Active | Install Stainless Steel (304, 309, 310, 316 L & H Grade Piping) | Install Stainless Steel (304, 309, 310, 316 L & H Grade Piping) Medium Bore |  |  |  |  | 5000 | Piping | 641MB03ER00L | Summary of Install Stainless Steel (304, 309, 310, 316 L & H Grade Piping) Medium Bore 3" - Erect labor costs.
64 | 1 | 1 | MB | 03 | ER | ST | L | Erect SSMB: 3" Sch Standard or less | 641-MB-03ER-ST-L | LF | NO | NO |  | 2010 | DIRECT LABOR | Active | Install Stainless Steel (304, 309, 310, 316 L & H Grade Piping) | Install Stainless Steel (304, 309, 310, 316 L & H Grade Piping) Medium Bore |  |  |  |  | 5000 | Piping | 641MB03ERSTL | Direct field labor for Erect SSMB: 3" Sch Standard or less.
64 | 1 | 1 | MB | 03 | ER | XH | L | Erect SSMB: 3" Sch XH | 641-MB-03ER-XH-L | LF | NO | NO |  | 2010 | DIRECT LABOR | Active | Install Stainless Steel (304, 309, 310, 316 L & H Grade Piping) | Install Stainless Steel (304, 309, 310, 316 L & H Grade Piping) Medium Bore |  |  |  |  | 5000 | Piping | 641MB03ERXHL | Direct field labor for Erect SSMB: 3" Sch XH.
64 | 1 | 1 | MB | 03 | ER | XX | L | Erect SSMB: 3" Sch XXH | 641-MB-03ER-XX-L | LF | NO | NO |  | 2010 | DIRECT LABOR | Active | Install Stainless Steel (304, 309, 310, 316 L & H Grade Piping) | Install Stainless Steel (304, 309, 310, 316 L & H Grade Piping) Medium Bore |  |  |  |  | 5000 | Piping | 641MB03ERXXL | Direct field labor for Erect SSMB: 3" Sch XXH.
64 | 1 | 1 | MB | 03 | FB | 00 | L | Install Stainless Steel (304, 309, 310, 316 L & H Grade Piping) Medium Bore 3" - Fabricate | 641-MB-03FB-00-L | LF | NO | NO |  | 2010 | DIRECT LABOR | Active | Install Stainless Steel (304, 309, 310, 316 L & H Grade Piping) | Install Stainless Steel (304, 309, 310, 316 L & H Grade Piping) Medium Bore |  |  |  |  | 5000 | Piping | 641MB03FB00L | Summary of Install Stainless Steel (304, 309, 310, 316 L & H Grade Piping) Medium Bore 3" - Fabricate labor costs.
64 | 1 | 1 | MB | 03 | FB | ST | L | Field Fab SSMB: 3" Sch Standard or less | 641-MB-03FB-ST-L | LF | NO | NO |  | 2010 | DIRECT LABOR | Active | Install Stainless Steel (304, 309, 310, 316 L & H Grade Piping) | Install Stainless Steel (304, 309, 310, 316 L & H Grade Piping) Medium Bore |  |  |  |  | 5000 | Piping | 641MB03FBSTL | Direct field labor for Field Fab SSMB: 3" Sch Standard or less.
64 | 1 | 1 | MB | 03 | FB | XH | L | Field Fab SSMB: 3" Sch XH | 641-MB-03FB-XH-L | LF | NO | NO |  | 2010 | DIRECT LABOR | Active | Install Stainless Steel (304, 309, 310, 316 L & H Grade Piping) | Install Stainless Steel (304, 309, 310, 316 L & H Grade Piping) Medium Bore |  |  |  |  | 5000 | Piping | 641MB03FBXHL | Direct field labor for Field Fab SSMB: 3" Sch XH.
64 | 1 | 1 | MB | 03 | FB | XX | L | Field Fab SSMB: 3" Sch XXH | 641-MB-03FB-XX-L | LF | NO | NO |  | 2010 | DIRECT LABOR | Active | Install Stainless Steel (304, 309, 310, 316 L & H Grade Piping) | Install Stainless Steel (304, 309, 310, 316 L & H Grade Piping) Medium Bore |  |  |  |  | 5000 | Piping | 641MB03FBXXL | Direct field labor for Field Fab SSMB: 3" Sch XXH.
64 | 1 | 1 | MB | 04 | 00 | 00 | L | Install Stainless Steel (304, 309, 310, 316 L & H Grade Piping) Medium Bore 4" | 641-MB-0400-00-L | LF | NO | NO |  | 2010 | DIRECT LABOR | Active | Install Stainless Steel (304, 309, 310, 316 L & H Grade Piping) | Install Stainless Steel (304, 309, 310, 316 L & H Grade Piping) Medium Bore |  |  |  |  | 5000 | Piping | 641MB040000L | Summary of Install Stainless Steel (304, 309, 310, 316 L & H Grade Piping) Medium Bore 4" labor costs.
64 | 1 | 1 | MB | 04 | ER | 00 | L | Install Stainless Steel (304, 309, 310, 316 L & H Grade Piping) Medium Bore 4" - Erect | 641-MB-04ER-00-L | LF | NO | NO |  | 2010 | DIRECT LABOR | Active | Install Stainless Steel (304, 309, 310, 316 L & H Grade Piping) | Install Stainless Steel (304, 309, 310, 316 L & H Grade Piping) Medium Bore |  |  |  |  | 5000 | Piping | 641MB04ER00L | Summary of Install Stainless Steel (304, 309, 310, 316 L & H Grade Piping) Medium Bore 4" - Erect labor costs.
64 | 1 | 1 | MB | 04 | ER | ST | L | Erect SSMB: 4" Sch Standard or less | 641-MB-04ER-ST-L | LF | NO | NO |  | 2010 | DIRECT LABOR | Active | Install Stainless Steel (304, 309, 310, 316 L & H Grade Piping) | Install Stainless Steel (304, 309, 310, 316 L & H Grade Piping) Medium Bore |  |  |  |  | 5000 | Piping | 641MB04ERSTL | Direct field labor for Erect SSMB: 4" Sch Standard or less.
64 | 1 | 1 | MB | 04 | ER | XH | L | Erect SSMB: 4" Sch XH | 641-MB-04ER-XH-L | LF | NO | NO |  | 2010 | DIRECT LABOR | Active | Install Stainless Steel (304, 309, 310, 316 L & H Grade Piping) | Install Stainless Steel (304, 309, 310, 316 L & H Grade Piping) Medium Bore |  |  |  |  | 5000 | Piping | 641MB04ERXHL | Direct field labor for Erect SSMB: 4" Sch XH.
64 | 1 | 1 | MB | 04 | ER | XX | L | Erect SSMB: 4" Sch XXH | 641-MB-04ER-XX-L | LF | NO | NO |  | 2010 | DIRECT LABOR | Active | Install Stainless Steel (304, 309, 310, 316 L & H Grade Piping) | Install Stainless Steel (304, 309, 310, 316 L & H Grade Piping) Medium Bore |  |  |  |  | 5000 | Piping | 641MB04ERXXL | Direct field labor for Erect SSMB: 4" Sch XXH.
64 | 1 | 1 | MB | 04 | FB | 00 | L | Install Stainless Steel (304, 309, 310, 316 L & H Grade Piping) Medium Bore 4" - Fabricate | 641-MB-04FB-00-L | LF | NO | NO |  | 2010 | DIRECT LABOR | Active | Install Stainless Steel (304, 309, 310, 316 L & H Grade Piping) | Install Stainless Steel (304, 309, 310, 316 L & H Grade Piping) Medium Bore |  |  |  |  | 5000 | Piping | 641MB04FB00L | Summary of Install Stainless Steel (304, 309, 310, 316 L & H Grade Piping) Medium Bore 4" - Fabricate labor costs.
64 | 1 | 1 | MB | 04 | FB | ST | L | Field Fab SSMB: 4" Sch Standard or less | 641-MB-04FB-ST-L | LF | NO | NO |  | 2010 | DIRECT LABOR | Active | Install Stainless Steel (304, 309, 310, 316 L & H Grade Piping) | Install Stainless Steel (304, 309, 310, 316 L & H Grade Piping) Medium Bore |  |  |  |  | 5000 | Piping | 641MB04FBSTL | Direct field labor for Field Fab SSMB: 4" Sch Standard or less.
64 | 1 | 1 | MB | 04 | FB | XH | L | Field Fab SSMB: 4" Sch XH | 641-MB-04FB-XH-L | LF | NO | NO |  | 2010 | DIRECT LABOR | Active | Install Stainless Steel (304, 309, 310, 316 L & H Grade Piping) | Install Stainless Steel (304, 309, 310, 316 L & H Grade Piping) Medium Bore |  |  |  |  | 5000 | Piping | 641MB04FBXHL | Direct field labor for Field Fab SSMB: 4" Sch XH.
64 | 1 | 1 | MB | 04 | FB | XX | L | Field Fab SSMB: 4" Sch XXH | 641-MB-04FB-XX-L | LF | NO | NO |  | 2010 | DIRECT LABOR | Active | Install Stainless Steel (304, 309, 310, 316 L & H Grade Piping) | Install Stainless Steel (304, 309, 310, 316 L & H Grade Piping) Medium Bore |  |  |  |  | 5000 | Piping | 641MB04FBXXL | Direct field labor for Field Fab SSMB: 4" Sch XXH.
64 | 1 | 1 | MB | 06 | 00 | 00 | L | Install Stainless Steel (304, 309, 310, 316 L & H Grade Piping) Medium Bore 6" | 641-MB-0600-00-L | LF | NO | NO |  | 2010 | DIRECT LABOR | Active | Install Stainless Steel (304, 309, 310, 316 L & H Grade Piping) | Install Stainless Steel (304, 309, 310, 316 L & H Grade Piping) Medium Bore |  |  |  |  | 5000 | Piping | 641MB060000L | Summary of Install Stainless Steel (304, 309, 310, 316 L & H Grade Piping) Medium Bore 6" labor costs.
64 | 1 | 1 | MB | 06 | ER | 00 | L | Install Stainless Steel (304, 309, 310, 316 L & H Grade Piping) Medium Bore 6" - Erect | 641-MB-06ER-00-L | LF | NO | NO |  | 2010 | DIRECT LABOR | Active | Install Stainless Steel (304, 309, 310, 316 L & H Grade Piping) | Install Stainless Steel (304, 309, 310, 316 L & H Grade Piping) Medium Bore |  |  |  |  | 5000 | Piping | 641MB06ER00L | Summary of Install Stainless Steel (304, 309, 310, 316 L & H Grade Piping) Medium Bore 6" - Erect labor costs.
64 | 1 | 1 | MB | 06 | ER | ST | L | Erect SSMB: 6" Sch Standard or less | 641-MB-06ER-ST-L | LF | NO | NO |  | 2010 | DIRECT LABOR | Active | Install Stainless Steel (304, 309, 310, 316 L & H Grade Piping) | Install Stainless Steel (304, 309, 310, 316 L & H Grade Piping) Medium Bore |  |  |  |  | 5000 | Piping | 641MB06ERSTL | Direct field labor for Erect SSMB: 6" Sch Standard or less.
64 | 1 | 1 | MB | 06 | ER | XH | L | Erect SSMB: 6" Sch XH | 641-MB-06ER-XH-L | LF | NO | NO |  | 2010 | DIRECT LABOR | Active | Install Stainless Steel (304, 309, 310, 316 L & H Grade Piping) | Install Stainless Steel (304, 309, 310, 316 L & H Grade Piping) Medium Bore |  |  |  |  | 5000 | Piping | 641MB06ERXHL | Direct field labor for Erect SSMB: 6" Sch XH.
64 | 1 | 1 | MB | 06 | ER | XX | L | Erect SSMB: 6" Sch XXH | 641-MB-06ER-XX-L | LF | NO | NO |  | 2010 | DIRECT LABOR | Active | Install Stainless Steel (304, 309, 310, 316 L & H Grade Piping) | Install Stainless Steel (304, 309, 310, 316 L & H Grade Piping) Medium Bore |  |  |  |  | 5000 | Piping | 641MB06ERXXL | Direct field labor for Erect SSMB: 6" Sch XXH.
64 | 1 | 1 | MB | 06 | FB | 00 | L | Install Stainless Steel (304, 309, 310, 316 L & H Grade Piping) Medium Bore 6" - Fabricate | 641-MB-06FB-00-L | LF | NO | NO |  | 2010 | DIRECT LABOR | Active | Install Stainless Steel (304, 309, 310, 316 L & H Grade Piping) | Install Stainless Steel (304, 309, 310, 316 L & H Grade Piping) Medium Bore |  |  |  |  | 5000 | Piping | 641MB06FB00L | Summary of Install Stainless Steel (304, 309, 310, 316 L & H Grade Piping) Medium Bore 6" - Fabricate labor costs.
64 | 1 | 1 | MB | 06 | FB | ST | L | Field Fab SSMB: 6" Sch Standard or less | 641-MB-06FB-ST-L | LF | NO | NO |  | 2010 | DIRECT LABOR | Active | Install Stainless Steel (304, 309, 310, 316 L & H Grade Piping) | Install Stainless Steel (304, 309, 310, 316 L & H Grade Piping) Medium Bore |  |  |  |  | 5000 | Piping | 641MB06FBSTL | Direct field labor for Field Fab SSMB: 6" Sch Standard or less.
64 | 1 | 1 | MB | 06 | FB | XH | L | Field Fab SSMB: 6" Sch XH | 641-MB-06FB-XH-L | LF | NO | NO |  | 2010 | DIRECT LABOR | Active | Install Stainless Steel (304, 309, 310, 316 L & H Grade Piping) | Install Stainless Steel (304, 309, 310, 316 L & H Grade Piping) Medium Bore |  |  |  |  | 5000 | Piping | 641MB06FBXHL | Direct field labor for Field Fab SSMB: 6" Sch XH.
64 | 1 | 1 | MB | 06 | FB | XX | L | Field Fab SSMB: 6" Sch XXH | 641-MB-06FB-XX-L | LF | NO | NO |  | 2010 | DIRECT LABOR | Active | Install Stainless Steel (304, 309, 310, 316 L & H Grade Piping) | Install Stainless Steel (304, 309, 310, 316 L & H Grade Piping) Medium Bore |  |  |  |  | 5000 | Piping | 641MB06FBXXL | Direct field labor for Field Fab SSMB: 6" Sch XXH.
64 | 1 | 1 | MB | 08 | 00 | 00 | L | Install Stainless Steel (304, 309, 310, 316 L & H Grade Piping) Medium Bore 8" | 641-MB-0800-00-L | LF | NO | NO |  | 2010 | DIRECT LABOR | Active | Install Stainless Steel (304, 309, 310, 316 L & H Grade Piping) | Install Stainless Steel (304, 309, 310, 316 L & H Grade Piping) Medium Bore |  |  |  |  | 5000 | Piping | 641MB080000L | Summary of Install Stainless Steel (304, 309, 310, 316 L & H Grade Piping) Medium Bore 8" labor costs.
64 | 1 | 1 | MB | 08 | ER | 00 | L | Install Stainless Steel (304, 309, 310, 316 L & H Grade Piping) Medium Bore 8" - Erect | 641-MB-08ER-00-L | LF | NO | NO |  | 2010 | DIRECT LABOR | Active | Install Stainless Steel (304, 309, 310, 316 L & H Grade Piping) | Install Stainless Steel (304, 309, 310, 316 L & H Grade Piping) Medium Bore |  |  |  |  | 5000 | Piping | 641MB08ER00L | Summary of Install Stainless Steel (304, 309, 310, 316 L & H Grade Piping) Medium Bore 8" - Erect labor costs.
64 | 1 | 1 | MB | 08 | ER | ST | L | Erect SSMB: 8" Sch Standard or less | 641-MB-08ER-ST-L | LF | NO | NO |  | 2010 | DIRECT LABOR | Active | Install Stainless Steel (304, 309, 310, 316 L & H Grade Piping) | Install Stainless Steel (304, 309, 310, 316 L & H Grade Piping) Medium Bore |  |  |  |  | 5000 | Piping | 641MB08ERSTL | Direct field labor for Erect SSMB: 8" Sch Standard or less.
64 | 1 | 1 | MB | 08 | ER | XH | L | Erect SSMB: 8" Sch XH | 641-MB-08ER-XH-L | LF | NO | NO |  | 2010 | DIRECT LABOR | Active | Install Stainless Steel (304, 309, 310, 316 L & H Grade Piping) | Install Stainless Steel (304, 309, 310, 316 L & H Grade Piping) Medium Bore |  |  |  |  | 5000 | Piping | 641MB08ERXHL | Direct field labor for Erect SSMB: 8" Sch XH.
64 | 1 | 1 | MB | 08 | ER | XX | L | Erect SSMB: 8" Sch XXH | 641-MB-08ER-XX-L | LF | NO | NO |  | 2010 | DIRECT LABOR | Active | Install Stainless Steel (304, 309, 310, 316 L & H Grade Piping) | Install Stainless Steel (304, 309, 310, 316 L & H Grade Piping) Medium Bore |  |  |  |  | 5000 | Piping | 641MB08ERXXL | Direct field labor for Erect SSMB: 8" Sch XXH.
64 | 1 | 1 | MB | 08 | FB | 00 | L | Install Stainless Steel (304, 309, 310, 316 L & H Grade Piping) Medium Bore 8" - Fabricate | 641-MB-08FB-00-L | LF | NO | NO |  | 2010 | DIRECT LABOR | Active | Install Stainless Steel (304, 309, 310, 316 L & H Grade Piping) | Install Stainless Steel (304, 309, 310, 316 L & H Grade Piping) Medium Bore |  |  |  |  | 5000 | Piping | 641MB08FB00L | Summary of Install Stainless Steel (304, 309, 310, 316 L & H Grade Piping) Medium Bore 8" - Fabricate labor costs.
64 | 1 | 1 | MB | 08 | FB | ST | L | Field Fab SSMB: 8" Sch Standard or less | 641-MB-08FB-ST-L | LF | NO | NO |  | 2010 | DIRECT LABOR | Active | Install Stainless Steel (304, 309, 310, 316 L & H Grade Piping) | Install Stainless Steel (304, 309, 310, 316 L & H Grade Piping) Medium Bore |  |  |  |  | 5000 | Piping | 641MB08FBSTL | Direct field labor for Field Fab SSMB: 8" Sch Standard or less.
64 | 1 | 1 | MB | 08 | FB | XH | L | Field Fab SSMB: 8" Sch XH | 641-MB-08FB-XH-L | LF | NO | NO |  | 2010 | DIRECT LABOR | Active | Install Stainless Steel (304, 309, 310, 316 L & H Grade Piping) | Install Stainless Steel (304, 309, 310, 316 L & H Grade Piping) Medium Bore |  |  |  |  | 5000 | Piping | 641MB08FBXHL | Direct field labor for Field Fab SSMB: 8" Sch XH.
64 | 1 | 1 | MB | 08 | FB | XX | L | Field Fab SSMB: 8" Sch XXH | 641-MB-08FB-XX-L | LF | NO | NO |  | 2010 | DIRECT LABOR | Active | Install Stainless Steel (304, 309, 310, 316 L & H Grade Piping) | Install Stainless Steel (304, 309, 310, 316 L & H Grade Piping) Medium Bore |  |  |  |  | 5000 | Piping | 641MB08FBXXL | Direct field labor for Field Fab SSMB: 8" Sch XXH.
64 | 1 | 1 | MB | 10 | 00 | 00 | L | Install Stainless Steel (304, 309, 310, 316 L & H Grade Piping) Medium Bore 10" | 641-MB-1000-00-L | LF | NO | NO |  | 2010 | DIRECT LABOR | Active | Install Stainless Steel (304, 309, 310, 316 L & H Grade Piping) | Install Stainless Steel (304, 309, 310, 316 L & H Grade Piping) Medium Bore |  |  |  |  | 5000 | Piping | 641MB100000L | Summary of Install Stainless Steel (304, 309, 310, 316 L & H Grade Piping) Medium Bore 10" labor costs.
64 | 1 | 1 | MB | 10 | ER | 00 | L | Install Stainless Steel (304, 309, 310, 316 L & H Grade Piping) Medium Bore 10" - Erect | 641-MB-10ER-00-L | LF | NO | NO |  | 2010 | DIRECT LABOR | Active | Install Stainless Steel (304, 309, 310, 316 L & H Grade Piping) | Install Stainless Steel (304, 309, 310, 316 L & H Grade Piping) Medium Bore |  |  |  |  | 5000 | Piping | 641MB10ER00L | Summary of Install Stainless Steel (304, 309, 310, 316 L & H Grade Piping) Medium Bore 10" - Erect labor costs.
64 | 1 | 1 | MB | 10 | ER | ST | L | Erect SSMB: 10" Sch Standard or less | 641-MB-10ER-ST-L | LF | NO | NO |  | 2010 | DIRECT LABOR | Active | Install Stainless Steel (304, 309, 310, 316 L & H Grade Piping) | Install Stainless Steel (304, 309, 310, 316 L & H Grade Piping) Medium Bore |  |  |  |  | 5000 | Piping | 641MB10ERSTL | Direct field labor for Erect SSMB: 10" Sch Standard or less.
64 | 1 | 1 | MB | 10 | ER | XH | L | Erect SSMB: 10" Sch XH | 641-MB-10ER-XH-L | LF | NO | NO |  | 2010 | DIRECT LABOR | Active | Install Stainless Steel (304, 309, 310, 316 L & H Grade Piping) | Install Stainless Steel (304, 309, 310, 316 L & H Grade Piping) Medium Bore |  |  |  |  | 5000 | Piping | 641MB10ERXHL | Direct field labor for Erect SSMB: 10" Sch XH.
64 | 1 | 1 | MB | 10 | ER | XX | L | Erect SSMB: 10" Sch XXH | 641-MB-10ER-XX-L | LF | NO | NO |  | 2010 | DIRECT LABOR | Active | Install Stainless Steel (304, 309, 310, 316 L & H Grade Piping) | Install Stainless Steel (304, 309, 310, 316 L & H Grade Piping) Medium Bore |  |  |  |  | 5000 | Piping | 641MB10ERXXL | Direct field labor for Erect SSMB: 10" Sch XXH.
64 | 1 | 1 | MB | 10 | FB | 00 | L | Install Stainless Steel (304, 309, 310, 316 L & H Grade Piping) Medium Bore 10" - Fabricate | 641-MB-10FB-00-L | LF | NO | NO |  | 2010 | DIRECT LABOR | Active | Install Stainless Steel (304, 309, 310, 316 L & H Grade Piping) | Install Stainless Steel (304, 309, 310, 316 L & H Grade Piping) Medium Bore |  |  |  |  | 5000 | Piping | 641MB10FB00L | Summary of Install Stainless Steel (304, 309, 310, 316 L & H Grade Piping) Medium Bore 10" - Fabricate labor costs.
64 | 1 | 1 | MB | 10 | FB | ST | L | Field Fab SSMB: 10" Sch Standard or less | 641-MB-10FB-ST-L | LF | NO | NO |  | 2010 | DIRECT LABOR | Active | Install Stainless Steel (304, 309, 310, 316 L & H Grade Piping) | Install Stainless Steel (304, 309, 310, 316 L & H Grade Piping) Medium Bore |  |  |  |  | 5000 | Piping | 641MB10FBSTL | Direct field labor for Field Fab SSMB: 10" Sch Standard or less.
64 | 1 | 1 | MB | 10 | FB | XH | L | Field Fab SSMB: 10" Sch XH | 641-MB-10FB-XH-L | LF | NO | NO |  | 2010 | DIRECT LABOR | Active | Install Stainless Steel (304, 309, 310, 316 L & H Grade Piping) | Install Stainless Steel (304, 309, 310, 316 L & H Grade Piping) Medium Bore |  |  |  |  | 5000 | Piping | 641MB10FBXHL | Direct field labor for Field Fab SSMB: 10" Sch XH.
64 | 1 | 1 | MB | 10 | FB | XX | L | Field Fab SSMB: 10" Sch XXH | 641-MB-10FB-XX-L | LF | NO | NO |  | 2010 | DIRECT LABOR | Active | Install Stainless Steel (304, 309, 310, 316 L & H Grade Piping) | Install Stainless Steel (304, 309, 310, 316 L & H Grade Piping) Medium Bore |  |  |  |  | 5000 | Piping | 641MB10FBXXL | Direct field labor for Field Fab SSMB: 10" Sch XXH.
64 | 1 | 1 | SB | 00 | 00 | 00 | L | Install Stainless Steel (304, 309, 310, 316 L & H Grade Piping) Small Bore | 641-SB-0000-00-L | LF | NO | NO |  | 2010 | DIRECT LABOR | Active | Install Stainless Steel (304, 309, 310, 316 L & H Grade Piping) | Install Stainless Steel (304, 309, 310, 316 L & H Grade Piping) Small Bore |  |  |  |  | 5000 | Piping | 641SB000000L | Summary of Install Stainless Steel (304, 309, 310, 316 L & H Grade Piping) Small Bore labor costs.
64 | 1 | 1 | SB | 05 | 00 | 00 | L | Install Stainless Steel (304, 309, 310, 316 L & H Grade Piping) Small Bore .5" | 641-SB-0500-00-L | LF | NO | NO |  | 2010 | DIRECT LABOR | Active | Install Stainless Steel (304, 309, 310, 316 L & H Grade Piping) | Install Stainless Steel (304, 309, 310, 316 L & H Grade Piping) Small Bore |  |  |  |  | 5000 | Piping | 641SB050000L | Summary of Install Stainless Steel (304, 309, 310, 316 L & H Grade Piping) Small Bore .5" labor costs.
64 | 1 | 1 | SB | 05 | ER | 00 | L | Install Stainless Steel (304, 309, 310, 316 L & H Grade Piping) Small Bore .5" - Erect | 641-SB-05ER-00-L | LF | NO | NO |  | 2010 | DIRECT LABOR | Active | Install Stainless Steel (304, 309, 310, 316 L & H Grade Piping) | Install Stainless Steel (304, 309, 310, 316 L & H Grade Piping) Small Bore |  |  |  |  | 5000 | Piping | 641SB05ER00L | Summary of Install Stainless Steel (304, 309, 310, 316 L & H Grade Piping) Small Bore .5" - Erect labor costs.
64 | 1 | 1 | SB | 05 | ER | ST | L | Erect SSSB: .5" Sch Standard or less | 641-SB-05ER-ST-L | LF | NO | NO |  | 2010 | DIRECT LABOR | Active | Install Stainless Steel (304, 309, 310, 316 L & H Grade Piping) | Install Stainless Steel (304, 309, 310, 316 L & H Grade Piping) Small Bore |  |  |  |  | 5000 | Piping | 641SB05ERSTL | Direct field labor for Erect SSSB: .5" Sch Standard or less.
64 | 1 | 1 | SB | 05 | ER | XH | L | Erect SSSB: .5" Sch XH | 641-SB-05ER-XH-L | LF | NO | NO |  | 2010 | DIRECT LABOR | Active | Install Stainless Steel (304, 309, 310, 316 L & H Grade Piping) | Install Stainless Steel (304, 309, 310, 316 L & H Grade Piping) Small Bore |  |  |  |  | 5000 | Piping | 641SB05ERXHL | Direct field labor for Erect SSSB: .5" Sch XH.
64 | 1 | 1 | SB | 05 | ER | XX | L | Erect SSSB: .5" Sch XXH | 641-SB-05ER-XX-L | LF | NO | NO |  | 2010 | DIRECT LABOR | Active | Install Stainless Steel (304, 309, 310, 316 L & H Grade Piping) | Install Stainless Steel (304, 309, 310, 316 L & H Grade Piping) Small Bore |  |  |  |  | 5000 | Piping | 641SB05ERXXL | Direct field labor for Erect SSSB: .5" Sch XXH.
64 | 1 | 1 | SB | 05 | FB | 00 | L | Install Stainless Steel (304, 309, 310, 316 L & H Grade Piping) Small Bore .5" - Fabricate | 641-SB-05FB-00-L | LF | NO | NO |  | 2010 | DIRECT LABOR | Active | Install Stainless Steel (304, 309, 310, 316 L & H Grade Piping) | Install Stainless Steel (304, 309, 310, 316 L & H Grade Piping) Small Bore |  |  |  |  | 5000 | Piping | 641SB05FB00L | Summary of Install Stainless Steel (304, 309, 310, 316 L & H Grade Piping) Small Bore .5" - Fabricate labor costs.
64 | 1 | 1 | SB | 05 | FB | ST | L | Field Fab SSSB: .5" Sch Standard or less | 641-SB-05FB-ST-L | LF | NO | NO |  | 2010 | DIRECT LABOR | Active | Install Stainless Steel (304, 309, 310, 316 L & H Grade Piping) | Install Stainless Steel (304, 309, 310, 316 L & H Grade Piping) Small Bore |  |  |  |  | 5000 | Piping | 641SB05FBSTL | Direct field labor for Field Fab SSSB: .5" Sch Standard or less.
64 | 1 | 1 | SB | 05 | FB | XH | L | Field Fab SSSB: .5" Sch XH | 641-SB-05FB-XH-L | LF | NO | NO |  | 2010 | DIRECT LABOR | Active | Install Stainless Steel (304, 309, 310, 316 L & H Grade Piping) | Install Stainless Steel (304, 309, 310, 316 L & H Grade Piping) Small Bore |  |  |  |  | 5000 | Piping | 641SB05FBXHL | Direct field labor for Field Fab SSSB: .5" Sch XH.
64 | 1 | 1 | SB | 05 | FB | XX | L | Field Fab SSSB: .5" Sch XXH | 641-SB-05FB-XX-L | LF | NO | NO |  | 2010 | DIRECT LABOR | Active | Install Stainless Steel (304, 309, 310, 316 L & H Grade Piping) | Install Stainless Steel (304, 309, 310, 316 L & H Grade Piping) Small Bore |  |  |  |  | 5000 | Piping | 641SB05FBXXL | Direct field labor for Field Fab SSSB: .5" Sch XXH.
64 | 1 | 1 | SB | 07 | 00 | 00 | L | Install Stainless Steel (304, 309, 310, 316 L & H Grade Piping) Small Bore .75" | 641-SB-0700-00-L | LF | NO | NO |  | 2010 | DIRECT LABOR | Active | Install Stainless Steel (304, 309, 310, 316 L & H Grade Piping) | Install Stainless Steel (304, 309, 310, 316 L & H Grade Piping) Small Bore |  |  |  |  | 5000 | Piping | 641SB070000L | Summary of Install Stainless Steel (304, 309, 310, 316 L & H Grade Piping) Small Bore .75" labor costs.
64 | 1 | 1 | SB | 07 | ER | 00 | L | Install Stainless Steel (304, 309, 310, 316 L & H Grade Piping) Small Bore .75" - Erect | 641-SB-07ER-00-L | LF | NO | NO |  | 2010 | DIRECT LABOR | Active | Install Stainless Steel (304, 309, 310, 316 L & H Grade Piping) | Install Stainless Steel (304, 309, 310, 316 L & H Grade Piping) Small Bore |  |  |  |  | 5000 | Piping | 641SB07ER00L | Summary of Install Stainless Steel (304, 309, 310, 316 L & H Grade Piping) Small Bore .75" - Erect labor costs.
64 | 1 | 1 | SB | 07 | ER | ST | L | Erect SSSB: .75" Sch Standard or less | 641-SB-07ER-ST-L | LF | NO | NO |  | 2010 | DIRECT LABOR | Active | Install Stainless Steel (304, 309, 310, 316 L & H Grade Piping) | Install Stainless Steel (304, 309, 310, 316 L & H Grade Piping) Small Bore |  |  |  |  | 5000 | Piping | 641SB07ERSTL | Direct field labor for Erect SSSB: .75" Sch Standard or less.
64 | 1 | 1 | SB | 07 | ER | XH | L | Erect SSSB: .75" Sch XH | 641-SB-07ER-XH-L | LF | NO | NO |  | 2010 | DIRECT LABOR | Active | Install Stainless Steel (304, 309, 310, 316 L & H Grade Piping) | Install Stainless Steel (304, 309, 310, 316 L & H Grade Piping) Small Bore |  |  |  |  | 5000 | Piping | 641SB07ERXHL | Direct field labor for Erect SSSB: .75" Sch XH.
64 | 1 | 1 | SB | 07 | ER | XX | L | Erect SSSB: .75" Sch XXH | 641-SB-07ER-XX-L | LF | NO | NO |  | 2010 | DIRECT LABOR | Active | Install Stainless Steel (304, 309, 310, 316 L & H Grade Piping) | Install Stainless Steel (304, 309, 310, 316 L & H Grade Piping) Small Bore |  |  |  |  | 5000 | Piping | 641SB07ERXXL | Direct field labor for Erect SSSB: .75" Sch XXH.
64 | 1 | 1 | SB | 07 | FB | 00 | L | Install Stainless Steel (304, 309, 310, 316 L & H Grade Piping) Small Bore .75" - Fabricate | 641-SB-07FB-00-L | LF | NO | NO |  | 2010 | DIRECT LABOR | Active | Install Stainless Steel (304, 309, 310, 316 L & H Grade Piping) | Install Stainless Steel (304, 309, 310, 316 L & H Grade Piping) Small Bore |  |  |  |  | 5000 | Piping | 641SB07FB00L | Summary of Install Stainless Steel (304, 309, 310, 316 L & H Grade Piping) Small Bore .75" - Fabricate labor costs.
64 | 1 | 1 | SB | 07 | FB | ST | L | Field Fab SSSB: .75" Sch Standard or less | 641-SB-07FB-ST-L | LF | NO | NO |  | 2010 | DIRECT LABOR | Active | Install Stainless Steel (304, 309, 310, 316 L & H Grade Piping) | Install Stainless Steel (304, 309, 310, 316 L & H Grade Piping) Small Bore |  |  |  |  | 5000 | Piping | 641SB07FBSTL | Direct field labor for Field Fab SSSB: .75" Sch Standard or less.
64 | 1 | 1 | SB | 07 | FB | XH | L | Field Fab SSSB: .75" Sch XH | 641-SB-07FB-XH-L | LF | NO | NO |  | 2010 | DIRECT LABOR | Active | Install Stainless Steel (304, 309, 310, 316 L & H Grade Piping) | Install Stainless Steel (304, 309, 310, 316 L & H Grade Piping) Small Bore |  |  |  |  | 5000 | Piping | 641SB07FBXHL | Direct field labor for Field Fab SSSB: .75" Sch XH.
64 | 1 | 1 | SB | 07 | FB | XX | L | Field Fab SSSB: .75" Sch XXH | 641-SB-07FB-XX-L | LF | NO | NO |  | 2010 | DIRECT LABOR | Active | Install Stainless Steel (304, 309, 310, 316 L & H Grade Piping) | Install Stainless Steel (304, 309, 310, 316 L & H Grade Piping) Small Bore |  |  |  |  | 5000 | Piping | 641SB07FBXXL | Direct field labor for Field Fab SSSB: .75" Sch XXH.
64 | 1 | 1 | SB | 10 | 00 | 00 | L | Install Stainless Steel (304, 309, 310, 316 L & H Grade Piping) Small Bore 1" | 641-SB-1000-00-L | LF | NO | NO |  | 2010 | DIRECT LABOR | Active | Install Stainless Steel (304, 309, 310, 316 L & H Grade Piping) | Install Stainless Steel (304, 309, 310, 316 L & H Grade Piping) Small Bore |  |  |  |  | 5000 | Piping | 641SB100000L | Summary of Install Stainless Steel (304, 309, 310, 316 L & H Grade Piping) Small Bore 1" labor costs.
64 | 1 | 1 | SB | 10 | ER | 00 | L | Install Stainless Steel (304, 309, 310, 316 L & H Grade Piping) Small Bore 1" - Erect | 641-SB-10ER-00-L | LF | NO | NO |  | 2010 | DIRECT LABOR | Active | Install Stainless Steel (304, 309, 310, 316 L & H Grade Piping) | Install Stainless Steel (304, 309, 310, 316 L & H Grade Piping) Small Bore |  |  |  |  | 5000 | Piping | 641SB10ER00L | Summary of Install Stainless Steel (304, 309, 310, 316 L & H Grade Piping) Small Bore 1" - Erect labor costs.
64 | 1 | 1 | SB | 10 | ER | ST | L | Erect SSSB: 1" Sch Standard or less | 641-SB-10ER-ST-L | LF | NO | NO |  | 2010 | DIRECT LABOR | Active | Install Stainless Steel (304, 309, 310, 316 L & H Grade Piping) | Install Stainless Steel (304, 309, 310, 316 L & H Grade Piping) Small Bore |  |  |  |  | 5000 | Piping | 641SB10ERSTL | Direct field labor for Erect SSSB: 1" Sch Standard or less.
64 | 1 | 1 | SB | 10 | ER | XH | L | Erect SSSB: 1" Sch XH | 641-SB-10ER-XH-L | LF | NO | NO |  | 2010 | DIRECT LABOR | Active | Install Stainless Steel (304, 309, 310, 316 L & H Grade Piping) | Install Stainless Steel (304, 309, 310, 316 L & H Grade Piping) Small Bore |  |  |  |  | 5000 | Piping | 641SB10ERXHL | Direct field labor for Erect SSSB: 1" Sch XH.
64 | 1 | 1 | SB | 10 | ER | XX | L | Erect SSSB: 1" Sch XXH | 641-SB-10ER-XX-L | LF | NO | NO |  | 2010 | DIRECT LABOR | Active | Install Stainless Steel (304, 309, 310, 316 L & H Grade Piping) | Install Stainless Steel (304, 309, 310, 316 L & H Grade Piping) Small Bore |  |  |  |  | 5000 | Piping | 641SB10ERXXL | Direct field labor for Erect SSSB: 1" Sch XXH.
64 | 1 | 1 | SB | 10 | FB | 00 | L | Install Stainless Steel (304, 309, 310, 316 L & H Grade Piping) Small Bore 1" - Fabricate | 641-SB-10FB-00-L | LF | NO | NO |  | 2010 | DIRECT LABOR | Active | Install Stainless Steel (304, 309, 310, 316 L & H Grade Piping) | Install Stainless Steel (304, 309, 310, 316 L & H Grade Piping) Small Bore |  |  |  |  | 5000 | Piping | 641SB10FB00L | Summary of Install Stainless Steel (304, 309, 310, 316 L & H Grade Piping) Small Bore 1" - Fabricate labor costs.
64 | 1 | 1 | SB | 10 | FB | ST | L | Field Fab SSSB: 1" Sch Standard or less | 641-SB-10FB-ST-L | LF | NO | NO |  | 2010 | DIRECT LABOR | Active | Install Stainless Steel (304, 309, 310, 316 L & H Grade Piping) | Install Stainless Steel (304, 309, 310, 316 L & H Grade Piping) Small Bore |  |  |  |  | 5000 | Piping | 641SB10FBSTL | Direct field labor for Field Fab SSSB: 1" Sch Standard or less.
64 | 1 | 1 | SB | 10 | FB | XH | L | Field Fab SSSB: 1" Sch XH | 641-SB-10FB-XH-L | LF | NO | NO |  | 2010 | DIRECT LABOR | Active | Install Stainless Steel (304, 309, 310, 316 L & H Grade Piping) | Install Stainless Steel (304, 309, 310, 316 L & H Grade Piping) Small Bore |  |  |  |  | 5000 | Piping | 641SB10FBXHL | Direct field labor for Field Fab SSSB: 1" Sch XH.
64 | 1 | 1 | SB | 10 | FB | XX | L | Field Fab SSSB: 1" Sch XXH | 641-SB-10FB-XX-L | LF | NO | NO |  | 2010 | DIRECT LABOR | Active | Install Stainless Steel (304, 309, 310, 316 L & H Grade Piping) | Install Stainless Steel (304, 309, 310, 316 L & H Grade Piping) Small Bore |  |  |  |  | 5000 | Piping | 641SB10FBXXL | Direct field labor for Field Fab SSSB: 1" Sch XXH.
64 | 1 | 1 | SB | 15 | 00 | 00 | L | Install Stainless Steel (304, 309, 310, 316 L & H Grade Piping) Small Bore 1.5" | 641-SB-1500-00-L | LF | NO | NO |  | 2010 | DIRECT LABOR | Active | Install Stainless Steel (304, 309, 310, 316 L & H Grade Piping) | Install Stainless Steel (304, 309, 310, 316 L & H Grade Piping) Small Bore |  |  |  |  | 5000 | Piping | 641SB150000L | Summary of Install Stainless Steel (304, 309, 310, 316 L & H Grade Piping) Small Bore 1.5" labor costs.
64 | 1 | 1 | SB | 15 | ER | 00 | L | Install Stainless Steel (304, 309, 310, 316 L & H Grade Piping) Small Bore 1.5" - Erect | 641-SB-15ER-00-L | LF | NO | NO |  | 2010 | DIRECT LABOR | Active | Install Stainless Steel (304, 309, 310, 316 L & H Grade Piping) | Install Stainless Steel (304, 309, 310, 316 L & H Grade Piping) Small Bore |  |  |  |  | 5000 | Piping | 641SB15ER00L | Summary of Install Stainless Steel (304, 309, 310, 316 L & H Grade Piping) Small Bore 1.5" - Erect labor costs.
64 | 1 | 1 | SB | 15 | ER | ST | L | Erect SSSB: 1.5" Sch Standard or less | 641-SB-15ER-ST-L | LF | NO | NO |  | 2010 | DIRECT LABOR | Active | Install Stainless Steel (304, 309, 310, 316 L & H Grade Piping) | Install Stainless Steel (304, 309, 310, 316 L & H Grade Piping) Small Bore |  |  |  |  | 5000 | Piping | 641SB15ERSTL | Direct field labor for Erect SSSB: 1.5" Sch Standard or less.
64 | 1 | 1 | SB | 15 | ER | XH | L | Erect SSSB: 1.5" Sch XH | 641-SB-15ER-XH-L | LF | NO | NO |  | 2010 | DIRECT LABOR | Active | Install Stainless Steel (304, 309, 310, 316 L & H Grade Piping) | Install Stainless Steel (304, 309, 310, 316 L & H Grade Piping) Small Bore |  |  |  |  | 5000 | Piping | 641SB15ERXHL | Direct field labor for Erect SSSB: 1.5" Sch XH.
64 | 1 | 1 | SB | 15 | ER | XX | L | Erect SSSB: 1.5" Sch XXH | 641-SB-15ER-XX-L | LF | NO | NO |  | 2010 | DIRECT LABOR | Active | Install Stainless Steel (304, 309, 310, 316 L & H Grade Piping) | Install Stainless Steel (304, 309, 310, 316 L & H Grade Piping) Small Bore |  |  |  |  | 5000 | Piping | 641SB15ERXXL | Direct field labor for Erect SSSB: 1.5" Sch XXH.
64 | 1 | 1 | SB | 15 | FB | 00 | L | Install Stainless Steel (304, 309, 310, 316 L & H Grade Piping) Small Bore 1.5" - Fabricate | 641-SB-15FB-00-L | LF | NO | NO |  | 2010 | DIRECT LABOR | Active | Install Stainless Steel (304, 309, 310, 316 L & H Grade Piping) | Install Stainless Steel (304, 309, 310, 316 L & H Grade Piping) Small Bore |  |  |  |  | 5000 | Piping | 641SB15FB00L | Summary of Install Stainless Steel (304, 309, 310, 316 L & H Grade Piping) Small Bore 1.5" - Fabricate labor costs.
64 | 1 | 1 | SB | 15 | FB | ST | L | Field Fab SSSB: 1.5" Sch Standard or less | 641-SB-15FB-ST-L | LF | NO | NO |  | 2010 | DIRECT LABOR | Active | Install Stainless Steel (304, 309, 310, 316 L & H Grade Piping) | Install Stainless Steel (304, 309, 310, 316 L & H Grade Piping) Small Bore |  |  |  |  | 5000 | Piping | 641SB15FBSTL | Direct field labor for Field Fab SSSB: 1.5" Sch Standard or less.
64 | 1 | 1 | SB | 15 | FB | XH | L | Field Fab SSSB: 1.5" Sch XH | 641-SB-15FB-XH-L | LF | NO | NO |  | 2010 | DIRECT LABOR | Active | Install Stainless Steel (304, 309, 310, 316 L & H Grade Piping) | Install Stainless Steel (304, 309, 310, 316 L & H Grade Piping) Small Bore |  |  |  |  | 5000 | Piping | 641SB15FBXHL | Direct field labor for Field Fab SSSB: 1.5" Sch XH.
64 | 1 | 1 | SB | 15 | FB | XX | L | Field Fab SSSB: 1.5" Sch XXH | 641-SB-15FB-XX-L | LF | NO | NO |  | 2010 | DIRECT LABOR | Active | Install Stainless Steel (304, 309, 310, 316 L & H Grade Piping) | Install Stainless Steel (304, 309, 310, 316 L & H Grade Piping) Small Bore |  |  |  |  | 5000 | Piping | 641SB15FBXXL | Direct field labor for Field Fab SSSB: 1.5" Sch XXH.
64 | 1 | 1 | SB | 20 | 00 | 00 | L | Install Stainless Steel (304, 309, 310, 316 L & H Grade Piping) Small Bore 2" | 641-SB-2000-00-L | LF | NO | NO |  | 2010 | DIRECT LABOR | Active | Install Stainless Steel (304, 309, 310, 316 L & H Grade Piping) | Install Stainless Steel (304, 309, 310, 316 L & H Grade Piping) Small Bore |  |  |  |  | 5000 | Piping | 641SB200000L | Summary of Install Stainless Steel (304, 309, 310, 316 L & H Grade Piping) Small Bore 2" labor costs.
64 | 1 | 1 | SB | 20 | ER | 00 | L | Install Stainless Steel (304, 309, 310, 316 L & H Grade Piping) Small Bore 2" - Erect | 641-SB-20ER-00-L | LF | NO | NO |  | 2010 | DIRECT LABOR | Active | Install Stainless Steel (304, 309, 310, 316 L & H Grade Piping) | Install Stainless Steel (304, 309, 310, 316 L & H Grade Piping) Small Bore |  |  |  |  | 5000 | Piping | 641SB20ER00L | Summary of Install Stainless Steel (304, 309, 310, 316 L & H Grade Piping) Small Bore 2" - Erect labor costs.
64 | 1 | 1 | SB | 20 | ER | ST | L | Erect SSSB: 2" Sch Standard or less | 641-SB-20ER-ST-L | LF | NO | NO |  | 2010 | DIRECT LABOR | Active | Install Stainless Steel (304, 309, 310, 316 L & H Grade Piping) | Install Stainless Steel (304, 309, 310, 316 L & H Grade Piping) Small Bore |  |  |  |  | 5000 | Piping | 641SB20ERSTL | Direct field labor for Erect SSSB: 2" Sch Standard or less.
64 | 1 | 1 | SB | 20 | ER | XH | L | Erect SSSB: 2" Sch XH | 641-SB-20ER-XH-L | LF | NO | NO |  | 2010 | DIRECT LABOR | Active | Install Stainless Steel (304, 309, 310, 316 L & H Grade Piping) | Install Stainless Steel (304, 309, 310, 316 L & H Grade Piping) Small Bore |  |  |  |  | 5000 | Piping | 641SB20ERXHL | Direct field labor for Erect SSSB: 2" Sch XH.
64 | 1 | 1 | SB | 20 | ER | XX | L | Erect SSSB: 2" Sch XXH | 641-SB-20ER-XX-L | LF | NO | NO |  | 2010 | DIRECT LABOR | Active | Install Stainless Steel (304, 309, 310, 316 L & H Grade Piping) | Install Stainless Steel (304, 309, 310, 316 L & H Grade Piping) Small Bore |  |  |  |  | 5000 | Piping | 641SB20ERXXL | Direct field labor for Erect SSSB: 2" Sch XXH.
64 | 1 | 1 | SB | 20 | FB | 00 | L | Install Stainless Steel (304, 309, 310, 316 L & H Grade Piping) Small Bore 2" - Fabricate | 641-SB-20FB-00-L | LF | NO | NO |  | 2010 | DIRECT LABOR | Active | Install Stainless Steel (304, 309, 310, 316 L & H Grade Piping) | Install Stainless Steel (304, 309, 310, 316 L & H Grade Piping) Small Bore |  |  |  |  | 5000 | Piping | 641SB20FB00L | Summary of Install Stainless Steel (304, 309, 310, 316 L & H Grade Piping) Small Bore 2" - Fabricate labor costs.
64 | 1 | 1 | SB | 20 | FB | ST | L | Field Fab SSSB: 2" Sch Standard or less | 641-SB-20FB-ST-L | LF | NO | NO |  | 2010 | DIRECT LABOR | Active | Install Stainless Steel (304, 309, 310, 316 L & H Grade Piping) | Install Stainless Steel (304, 309, 310, 316 L & H Grade Piping) Small Bore |  |  |  |  | 5000 | Piping | 641SB20FBSTL | Direct field labor for Field Fab SSSB: 2" Sch Standard or less.
64 | 1 | 1 | SB | 20 | FB | XH | L | Field Fab SSSB: 2" Sch XH | 641-SB-20FB-XH-L | LF | NO | NO |  | 2010 | DIRECT LABOR | Active | Install Stainless Steel (304, 309, 310, 316 L & H Grade Piping) | Install Stainless Steel (304, 309, 310, 316 L & H Grade Piping) Small Bore |  |  |  |  | 5000 | Piping | 641SB20FBXHL | Direct field labor for Field Fab SSSB: 2" Sch XH.
64 | 1 | 1 | SB | 20 | FB | XX | L | Field Fab SSSB: 2" Sch XXH | 641-SB-20FB-XX-L | LF | NO | NO |  | 2010 | DIRECT LABOR | Active | Install Stainless Steel (304, 309, 310, 316 L & H Grade Piping) | Install Stainless Steel (304, 309, 310, 316 L & H Grade Piping) Small Bore |  |  |  |  | 5000 | Piping | 641SB20FBXXL | Direct field labor for Field Fab SSSB: 2" Sch XXH.
64 | 1 | 1 | SB | 25 | 00 | 00 | L | Install Stainless Steel (304, 309, 310, 316 L & H Grade Piping) Small Bore 2.5" | 641-SB-2500-00-L | LF | NO | NO |  | 2010 | DIRECT LABOR | Active | Install Stainless Steel (304, 309, 310, 316 L & H Grade Piping) | Install Stainless Steel (304, 309, 310, 316 L & H Grade Piping) Small Bore |  |  |  |  | 5000 | Piping | 641SB250000L | Summary of Install Stainless Steel (304, 309, 310, 316 L & H Grade Piping) Small Bore 2.5" labor costs.
64 | 1 | 1 | SB | 25 | ER | 00 | L | Install Stainless Steel (304, 309, 310, 316 L & H Grade Piping) Small Bore 2.5" - Erect | 641-SB-25ER-00-L | LF | NO | NO |  | 2010 | DIRECT LABOR | Active | Install Stainless Steel (304, 309, 310, 316 L & H Grade Piping) | Install Stainless Steel (304, 309, 310, 316 L & H Grade Piping) Small Bore |  |  |  |  | 5000 | Piping | 641SB25ER00L | Summary of Install Stainless Steel (304, 309, 310, 316 L & H Grade Piping) Small Bore 2.5" - Erect labor costs.
64 | 1 | 1 | SB | 25 | ER | ST | L | Erect SSSB: 2.5" Sch Standard or less | 641-SB-25ER-ST-L | LF | NO | NO |  | 2010 | DIRECT LABOR | Active | Install Stainless Steel (304, 309, 310, 316 L & H Grade Piping) | Install Stainless Steel (304, 309, 310, 316 L & H Grade Piping) Small Bore |  |  |  |  | 5000 | Piping | 641SB25ERSTL | Direct field labor for Erect SSSB: 2.5" Sch Standard or less.
64 | 1 | 1 | SB | 25 | ER | XH | L | Erect SSSB: 2.5" Sch XH | 641-SB-25ER-XH-L | LF | NO | NO |  | 2010 | DIRECT LABOR | Active | Install Stainless Steel (304, 309, 310, 316 L & H Grade Piping) | Install Stainless Steel (304, 309, 310, 316 L & H Grade Piping) Small Bore |  |  |  |  | 5000 | Piping | 641SB25ERXHL | Direct field labor for Erect SSSB: 2.5" Sch XH.
64 | 1 | 1 | SB | 25 | ER | XX | L | Erect SSSB: 2.5" Sch XXH | 641-SB-25ER-XX-L | LF | NO | NO |  | 2010 | DIRECT LABOR | Active | Install Stainless Steel (304, 309, 310, 316 L & H Grade Piping) | Install Stainless Steel (304, 309, 310, 316 L & H Grade Piping) Small Bore |  |  |  |  | 5000 | Piping | 641SB25ERXXL | Direct field labor for Erect SSSB: 2.5" Sch XXH.
64 | 1 | 1 | SB | 25 | FB | 00 | L | Install Stainless Steel (304, 309, 310, 316 L & H Grade Piping) Small Bore 2.5" - Fabricate | 641-SB-25FB-00-L | LF | NO | NO |  | 2010 | DIRECT LABOR | Active | Install Stainless Steel (304, 309, 310, 316 L & H Grade Piping) | Install Stainless Steel (304, 309, 310, 316 L & H Grade Piping) Small Bore |  |  |  |  | 5000 | Piping | 641SB25FB00L | Summary of Install Stainless Steel (304, 309, 310, 316 L & H Grade Piping) Small Bore 2.5" - Fabricate labor costs.
64 | 1 | 1 | SB | 25 | FB | ST | L | Field Fab SSSB: 2.5" Sch Standard or less | 641-SB-25FB-ST-L | LF | NO | NO |  | 2010 | DIRECT LABOR | Active | Install Stainless Steel (304, 309, 310, 316 L & H Grade Piping) | Install Stainless Steel (304, 309, 310, 316 L & H Grade Piping) Small Bore |  |  |  |  | 5000 | Piping | 641SB25FBSTL | Direct field labor for Field Fab SSSB: 2.5" Sch Standard or less.
64 | 1 | 1 | SB | 25 | FB | XH | L | Field Fab SSSB: 2.5" Sch XH | 641-SB-25FB-XH-L | LF | NO | NO |  | 2010 | DIRECT LABOR | Active | Install Stainless Steel (304, 309, 310, 316 L & H Grade Piping) | Install Stainless Steel (304, 309, 310, 316 L & H Grade Piping) Small Bore |  |  |  |  | 5000 | Piping | 641SB25FBXHL | Direct field labor for Field Fab SSSB: 2.5" Sch XH.
64 | 1 | 1 | SB | 25 | FB | XX | L | Field Fab SSSB: 2.5" Sch XXH | 641-SB-25FB-XX-L | LF | NO | NO |  | 2010 | DIRECT LABOR | Active | Install Stainless Steel (304, 309, 310, 316 L & H Grade Piping) | Install Stainless Steel (304, 309, 310, 316 L & H Grade Piping) Small Bore |  |  |  |  | 5000 | Piping | 641SB25FBXXL | Direct field labor for Field Fab SSSB: 2.5" Sch XXH.
64 | 1 | 1 | XB | 00 | 00 | 00 | L | Install Stainless Steel (304, 309, 310, 316 L & H Grade Piping) Extra Large Bore | 641-XB-0000-00-L | LF | NO | NO |  | 2010 | DIRECT LABOR | Active | Install Stainless Steel (304, 309, 310, 316 L & H Grade Piping) | Install Stainless Steel (304, 309, 310, 316 L & H Grade Piping) Extra Large Bore |  |  |  |  | 5000 | Piping | 641XB000000L | Summary of Install Stainless Steel (304, 309, 310, 316 L & H Grade Piping) Extra Large Bore labor costs.
64 | 1 | 1 | XB | 30 | 00 | 00 | L | Install Stainless Steel (304, 309, 310, 316 L & H Grade Piping) Extra Large Bore 30" | 641-XB-3000-00-L | LF | NO | NO |  | 2010 | DIRECT LABOR | Active | Install Stainless Steel (304, 309, 310, 316 L & H Grade Piping) | Install Stainless Steel (304, 309, 310, 316 L & H Grade Piping) Extra Large Bore |  |  |  |  | 5000 | Piping | 641XB300000L | Summary of Install Stainless Steel (304, 309, 310, 316 L & H Grade Piping) Extra Large Bore 30" labor costs.
64 | 1 | 1 | XB | 30 | ER | 00 | L | Install Stainless Steel (304, 309, 310, 316 L & H Grade Piping) Extra Large Bore 30" - Erect | 641-XB-30ER-00-L | LF | NO | NO |  | 2010 | DIRECT LABOR | Active | Install Stainless Steel (304, 309, 310, 316 L & H Grade Piping) | Install Stainless Steel (304, 309, 310, 316 L & H Grade Piping) Extra Large Bore |  |  |  |  | 5000 | Piping | 641XB30ER00L | Summary of Install Stainless Steel (304, 309, 310, 316 L & H Grade Piping) Extra Large Bore 30" - Erect labor costs.
64 | 1 | 1 | XB | 30 | ER | ST | L | Erect SSXB: 30" Sch Standard or less | 641-XB-30ER-ST-L | LF | NO | NO |  | 2010 | DIRECT LABOR | Active | Install Stainless Steel (304, 309, 310, 316 L & H Grade Piping) | Install Stainless Steel (304, 309, 310, 316 L & H Grade Piping) Extra Large Bore |  |  |  |  | 5000 | Piping | 641XB30ERSTL | Direct field labor for Erect SSXB: 30" Sch Standard or less.
64 | 1 | 1 | XB | 30 | ER | XH | L | Erect SSXB: 30" Sch XH | 641-XB-30ER-XH-L | LF | NO | NO |  | 2010 | DIRECT LABOR | Active | Install Stainless Steel (304, 309, 310, 316 L & H Grade Piping) | Install Stainless Steel (304, 309, 310, 316 L & H Grade Piping) Extra Large Bore |  |  |  |  | 5000 | Piping | 641XB30ERXHL | Direct field labor for Erect SSXB: 30" Sch XH.
64 | 1 | 1 | XB | 30 | ER | XX | L | Erect SSXB: 30" Sch XXH | 641-XB-30ER-XX-L | LF | NO | NO |  | 2010 | DIRECT LABOR | Active | Install Stainless Steel (304, 309, 310, 316 L & H Grade Piping) | Install Stainless Steel (304, 309, 310, 316 L & H Grade Piping) Extra Large Bore |  |  |  |  | 5000 | Piping | 641XB30ERXXL | Direct field labor for Erect SSXB: 30" Sch XXH.
64 | 1 | 1 | XB | 30 | FB | 00 | L | Install Stainless Steel (304, 309, 310, 316 L & H Grade Piping) Extra Large Bore 30" - Fabricate | 641-XB-30FB-00-L | LF | NO | NO |  | 2010 | DIRECT LABOR | Active | Install Stainless Steel (304, 309, 310, 316 L & H Grade Piping) | Install Stainless Steel (304, 309, 310, 316 L & H Grade Piping) Extra Large Bore |  |  |  |  | 5000 | Piping | 641XB30FB00L | Summary of Install Stainless Steel (304, 309, 310, 316 L & H Grade Piping) Extra Large Bore 30" - Fabricate labor costs.
64 | 1 | 1 | XB | 30 | FB | ST | L | Field Fab SSXB: 30" Sch Standard or less | 641-XB-30FB-ST-L | LF | NO | NO |  | 2010 | DIRECT LABOR | Active | Install Stainless Steel (304, 309, 310, 316 L & H Grade Piping) | Install Stainless Steel (304, 309, 310, 316 L & H Grade Piping) Extra Large Bore |  |  |  |  | 5000 | Piping | 641XB30FBSTL | Direct field labor for Field Fab SSXB: 30" Sch Standard or less.
64 | 1 | 1 | XB | 30 | FB | XH | L | Field Fab SSXB: 30" Sch XH | 641-XB-30FB-XH-L | LF | NO | NO |  | 2010 | DIRECT LABOR | Active | Install Stainless Steel (304, 309, 310, 316 L & H Grade Piping) | Install Stainless Steel (304, 309, 310, 316 L & H Grade Piping) Extra Large Bore |  |  |  |  | 5000 | Piping | 641XB30FBXHL | Direct field labor for Field Fab SSXB: 30" Sch XH.
64 | 1 | 1 | XB | 30 | FB | XX | L | Field Fab SSXB: 30" Sch XXH | 641-XB-30FB-XX-L | LF | NO | NO |  | 2010 | DIRECT LABOR | Active | Install Stainless Steel (304, 309, 310, 316 L & H Grade Piping) | Install Stainless Steel (304, 309, 310, 316 L & H Grade Piping) Extra Large Bore |  |  |  |  | 5000 | Piping | 641XB30FBXXL | Direct field labor for Field Fab SSXB: 30" Sch XXH.
64 | 1 | 1 | XB | 36 | 00 | 00 | L | Install Stainless Steel (304, 309, 310, 316 L & H Grade Piping) Extra Large Bore 36" | 641-XB-3600-00-L | LF | NO | NO |  | 2010 | DIRECT LABOR | Active | Install Stainless Steel (304, 309, 310, 316 L & H Grade Piping) | Install Stainless Steel (304, 309, 310, 316 L & H Grade Piping) Extra Large Bore |  |  |  |  | 5000 | Piping | 641XB360000L | Summary of Install Stainless Steel (304, 309, 310, 316 L & H Grade Piping) Extra Large Bore 36" labor costs.
64 | 1 | 1 | XB | 36 | ER | 00 | L | Install Stainless Steel (304, 309, 310, 316 L & H Grade Piping) Extra Large Bore 36" - Erect | 641-XB-36ER-00-L | LF | NO | NO |  | 2010 | DIRECT LABOR | Active | Install Stainless Steel (304, 309, 310, 316 L & H Grade Piping) | Install Stainless Steel (304, 309, 310, 316 L & H Grade Piping) Extra Large Bore |  |  |  |  | 5000 | Piping | 641XB36ER00L | Summary of Install Stainless Steel (304, 309, 310, 316 L & H Grade Piping) Extra Large Bore 36" - Erect labor costs.
64 | 1 | 1 | XB | 36 | ER | ST | L | Erect SSXB: 36" Sch Standard or less | 641-XB-36ER-ST-L | LF | NO | NO |  | 2010 | DIRECT LABOR | Active | Install Stainless Steel (304, 309, 310, 316 L & H Grade Piping) | Install Stainless Steel (304, 309, 310, 316 L & H Grade Piping) Extra Large Bore |  |  |  |  | 5000 | Piping | 641XB36ERSTL | Direct field labor for Erect SSXB: 36" Sch Standard or less.
64 | 1 | 1 | XB | 36 | ER | XH | L | Erect SSXB: 36" Sch XH | 641-XB-36ER-XH-L | LF | NO | NO |  | 2010 | DIRECT LABOR | Active | Install Stainless Steel (304, 309, 310, 316 L & H Grade Piping) | Install Stainless Steel (304, 309, 310, 316 L & H Grade Piping) Extra Large Bore |  |  |  |  | 5000 | Piping | 641XB36ERXHL | Direct field labor for Erect SSXB: 36" Sch XH.
64 | 1 | 1 | XB | 36 | ER | XX | L | Erect SSXB: 36" Sch XXH | 641-XB-36ER-XX-L | LF | NO | NO |  | 2010 | DIRECT LABOR | Active | Install Stainless Steel (304, 309, 310, 316 L & H Grade Piping) | Install Stainless Steel (304, 309, 310, 316 L & H Grade Piping) Extra Large Bore |  |  |  |  | 5000 | Piping | 641XB36ERXXL | Direct field labor for Erect SSXB: 36" Sch XXH.
64 | 1 | 1 | XB | 36 | FB | 00 | L | Install Stainless Steel (304, 309, 310, 316 L & H Grade Piping) Extra Large Bore 36" - Fabricate | 641-XB-36FB-00-L | LF | NO | NO |  | 2010 | DIRECT LABOR | Active | Install Stainless Steel (304, 309, 310, 316 L & H Grade Piping) | Install Stainless Steel (304, 309, 310, 316 L & H Grade Piping) Extra Large Bore |  |  |  |  | 5000 | Piping | 641XB36FB00L | Summary of Install Stainless Steel (304, 309, 310, 316 L & H Grade Piping) Extra Large Bore 36" - Fabricate labor costs.
64 | 1 | 1 | XB | 36 | FB | ST | L | Field Fab SSXB: 36" Sch Standard or less | 641-XB-36FB-ST-L | LF | NO | NO |  | 2010 | DIRECT LABOR | Active | Install Stainless Steel (304, 309, 310, 316 L & H Grade Piping) | Install Stainless Steel (304, 309, 310, 316 L & H Grade Piping) Extra Large Bore |  |  |  |  | 5000 | Piping | 641XB36FBSTL | Direct field labor for Field Fab SSXB: 36" Sch Standard or less.
64 | 1 | 1 | XB | 36 | FB | XH | L | Field Fab SSXB: 36" Sch XH | 641-XB-36FB-XH-L | LF | NO | NO |  | 2010 | DIRECT LABOR | Active | Install Stainless Steel (304, 309, 310, 316 L & H Grade Piping) | Install Stainless Steel (304, 309, 310, 316 L & H Grade Piping) Extra Large Bore |  |  |  |  | 5000 | Piping | 641XB36FBXHL | Direct field labor for Field Fab SSXB: 36" Sch XH.
64 | 1 | 1 | XB | 36 | FB | XX | L | Field Fab SSXB: 36" Sch XXH | 641-XB-36FB-XX-L | LF | NO | NO |  | 2010 | DIRECT LABOR | Active | Install Stainless Steel (304, 309, 310, 316 L & H Grade Piping) | Install Stainless Steel (304, 309, 310, 316 L & H Grade Piping) Extra Large Bore |  |  |  |  | 5000 | Piping | 641XB36FBXXL | Direct field labor for Field Fab SSXB: 36" Sch XXH.
64 | 1 | 1 | XB | 42 | 00 | 00 | L | Install Stainless Steel (304, 309, 310, 316 L & H Grade Piping) Extra Large Bore 42" | 641-XB-4200-00-L | LF | NO | NO |  | 2010 | DIRECT LABOR | Active | Install Stainless Steel (304, 309, 310, 316 L & H Grade Piping) | Install Stainless Steel (304, 309, 310, 316 L & H Grade Piping) Extra Large Bore |  |  |  |  | 5000 | Piping | 641XB420000L | Summary of Install Stainless Steel (304, 309, 310, 316 L & H Grade Piping) Extra Large Bore 42" labor costs.
64 | 1 | 1 | XB | 42 | ER | 00 | L | Install Stainless Steel (304, 309, 310, 316 L & H Grade Piping) Extra Large Bore 42" - Erect | 641-XB-42ER-00-L | LF | NO | NO |  | 2010 | DIRECT LABOR | Active | Install Stainless Steel (304, 309, 310, 316 L & H Grade Piping) | Install Stainless Steel (304, 309, 310, 316 L & H Grade Piping) Extra Large Bore |  |  |  |  | 5000 | Piping | 641XB42ER00L | Summary of Install Stainless Steel (304, 309, 310, 316 L & H Grade Piping) Extra Large Bore 42" - Erect labor costs.
64 | 1 | 1 | XB | 42 | ER | ST | L | Erect SSXB: 42" Sch Standard or less | 641-XB-42ER-ST-L | LF | NO | NO |  | 2010 | DIRECT LABOR | Active | Install Stainless Steel (304, 309, 310, 316 L & H Grade Piping) | Install Stainless Steel (304, 309, 310, 316 L & H Grade Piping) Extra Large Bore |  |  |  |  | 5000 | Piping | 641XB42ERSTL | Direct field labor for Erect SSXB: 42" Sch Standard or less.
64 | 1 | 1 | XB | 42 | ER | XH | L | Erect SSXB: 42" Sch XH | 641-XB-42ER-XH-L | LF | NO | NO |  | 2010 | DIRECT LABOR | Active | Install Stainless Steel (304, 309, 310, 316 L & H Grade Piping) | Install Stainless Steel (304, 309, 310, 316 L & H Grade Piping) Extra Large Bore |  |  |  |  | 5000 | Piping | 641XB42ERXHL | Direct field labor for Erect SSXB: 42" Sch XH.
64 | 1 | 1 | XB | 42 | ER | XX | L | Erect SSXB: 42" Sch XXH | 641-XB-42ER-XX-L | LF | NO | NO |  | 2010 | DIRECT LABOR | Active | Install Stainless Steel (304, 309, 310, 316 L & H Grade Piping) | Install Stainless Steel (304, 309, 310, 316 L & H Grade Piping) Extra Large Bore |  |  |  |  | 5000 | Piping | 641XB42ERXXL | Direct field labor for Erect SSXB: 42" Sch XXH.
64 | 1 | 1 | XB | 42 | FB | 00 | L | Install Stainless Steel (304, 309, 310, 316 L & H Grade Piping) Extra Large Bore 42" - Fabricate | 641-XB-42FB-00-L | LF | NO | NO |  | 2010 | DIRECT LABOR | Active | Install Stainless Steel (304, 309, 310, 316 L & H Grade Piping) | Install Stainless Steel (304, 309, 310, 316 L & H Grade Piping) Extra Large Bore |  |  |  |  | 5000 | Piping | 641XB42FB00L | Summary of Install Stainless Steel (304, 309, 310, 316 L & H Grade Piping) Extra Large Bore 42" - Fabricate labor costs.
64 | 1 | 1 | XB | 42 | FB | ST | L | Field Fab SSXB: 42" Sch Standard or less | 641-XB-42FB-ST-L | LF | NO | NO |  | 2010 | DIRECT LABOR | Active | Install Stainless Steel (304, 309, 310, 316 L & H Grade Piping) | Install Stainless Steel (304, 309, 310, 316 L & H Grade Piping) Extra Large Bore |  |  |  |  | 5000 | Piping | 641XB42FBSTL | Direct field labor for Field Fab SSXB: 42" Sch Standard or less.
64 | 1 | 1 | XB | 42 | FB | XH | L | Field Fab SSXB: 42" Sch XH | 641-XB-42FB-XH-L | LF | NO | NO |  | 2010 | DIRECT LABOR | Active | Install Stainless Steel (304, 309, 310, 316 L & H Grade Piping) | Install Stainless Steel (304, 309, 310, 316 L & H Grade Piping) Extra Large Bore |  |  |  |  | 5000 | Piping | 641XB42FBXHL | Direct field labor for Field Fab SSXB: 42" Sch XH.
64 | 1 | 1 | XB | 42 | FB | XX | L | Field Fab SSXB: 42" Sch XXH | 641-XB-42FB-XX-L | LF | NO | NO |  | 2010 | DIRECT LABOR | Active | Install Stainless Steel (304, 309, 310, 316 L & H Grade Piping) | Install Stainless Steel (304, 309, 310, 316 L & H Grade Piping) Extra Large Bore |  |  |  |  | 5000 | Piping | 641XB42FBXXL | Direct field labor for Field Fab SSXB: 42" Sch XXH.
64 | 1 | 1 | XB | 48 | 00 | 00 | L | Install Stainless Steel (304, 309, 310, 316 L & H Grade Piping) Extra Large Bore 48" | 641-XB-4800-00-L | LF | NO | NO |  | 2010 | DIRECT LABOR | Active | Install Stainless Steel (304, 309, 310, 316 L & H Grade Piping) | Install Stainless Steel (304, 309, 310, 316 L & H Grade Piping) Extra Large Bore |  |  |  |  | 5000 | Piping | 641XB480000L | Summary of Install Stainless Steel (304, 309, 310, 316 L & H Grade Piping) Extra Large Bore 48" labor costs.
64 | 1 | 1 | XB | 48 | ER | 00 | L | Install Stainless Steel (304, 309, 310, 316 L & H Grade Piping) Extra Large Bore 48" - Erect | 641-XB-48ER-00-L | LF | NO | NO |  | 2010 | DIRECT LABOR | Active | Install Stainless Steel (304, 309, 310, 316 L & H Grade Piping) | Install Stainless Steel (304, 309, 310, 316 L & H Grade Piping) Extra Large Bore |  |  |  |  | 5000 | Piping | 641XB48ER00L | Summary of Install Stainless Steel (304, 309, 310, 316 L & H Grade Piping) Extra Large Bore 48" - Erect labor costs.
64 | 1 | 1 | XB | 48 | ER | ST | L | Erect SSXB: 48" Sch Standard or less | 641-XB-48ER-ST-L | LF | NO | NO |  | 2010 | DIRECT LABOR | Active | Install Stainless Steel (304, 309, 310, 316 L & H Grade Piping) | Install Stainless Steel (304, 309, 310, 316 L & H Grade Piping) Extra Large Bore |  |  |  |  | 5000 | Piping | 641XB48ERSTL | Direct field labor for Erect SSXB: 48" Sch Standard or less.
64 | 1 | 1 | XB | 48 | ER | XH | L | Erect SSXB: 48" Sch XH | 641-XB-48ER-XH-L | LF | NO | NO |  | 2010 | DIRECT LABOR | Active | Install Stainless Steel (304, 309, 310, 316 L & H Grade Piping) | Install Stainless Steel (304, 309, 310, 316 L & H Grade Piping) Extra Large Bore |  |  |  |  | 5000 | Piping | 641XB48ERXHL | Direct field labor for Erect SSXB: 48" Sch XH.
64 | 1 | 1 | XB | 48 | ER | XX | L | Erect SSXB: 48" Sch XXH | 641-XB-48ER-XX-L | LF | NO | NO |  | 2010 | DIRECT LABOR | Active | Install Stainless Steel (304, 309, 310, 316 L & H Grade Piping) | Install Stainless Steel (304, 309, 310, 316 L & H Grade Piping) Extra Large Bore |  |  |  |  | 5000 | Piping | 641XB48ERXXL | Direct field labor for Erect SSXB: 48" Sch XXH.
64 | 1 | 1 | XB | 48 | FB | 00 | L | Install Stainless Steel (304, 309, 310, 316 L & H Grade Piping) Extra Large Bore 48" - Fabricate | 641-XB-48FB-00-L | LF | NO | NO |  | 2010 | DIRECT LABOR | Active | Install Stainless Steel (304, 309, 310, 316 L & H Grade Piping) | Install Stainless Steel (304, 309, 310, 316 L & H Grade Piping) Extra Large Bore |  |  |  |  | 5000 | Piping | 641XB48FB00L | Summary of Install Stainless Steel (304, 309, 310, 316 L & H Grade Piping) Extra Large Bore 48" - Fabricate labor costs.
64 | 1 | 1 | XB | 48 | FB | ST | L | Field Fab SSXB: 48" Sch Standard or less | 641-XB-48FB-ST-L | LF | NO | NO |  | 2010 | DIRECT LABOR | Active | Install Stainless Steel (304, 309, 310, 316 L & H Grade Piping) | Install Stainless Steel (304, 309, 310, 316 L & H Grade Piping) Extra Large Bore |  |  |  |  | 5000 | Piping | 641XB48FBSTL | Direct field labor for Field Fab SSXB: 48" Sch Standard or less.
64 | 1 | 1 | XB | 48 | FB | XH | L | Field Fab SSXB: 48" Sch XH | 641-XB-48FB-XH-L | LF | NO | NO |  | 2010 | DIRECT LABOR | Active | Install Stainless Steel (304, 309, 310, 316 L & H Grade Piping) | Install Stainless Steel (304, 309, 310, 316 L & H Grade Piping) Extra Large Bore |  |  |  |  | 5000 | Piping | 641XB48FBXHL | Direct field labor for Field Fab SSXB: 48" Sch XH.
64 | 1 | 1 | XB | 48 | FB | XX | L | Field Fab SSXB: 48" Sch XXH | 641-XB-48FB-XX-L | LF | NO | NO |  | 2010 | DIRECT LABOR | Active | Install Stainless Steel (304, 309, 310, 316 L & H Grade Piping) | Install Stainless Steel (304, 309, 310, 316 L & H Grade Piping) Extra Large Bore |  |  |  |  | 5000 | Piping | 641XB48FBXXL | Direct field labor for Field Fab SSXB: 48" Sch XXH.
64 | 1 | 1 | XB | 54 | 00 | 00 | L | Install Stainless Steel (304, 309, 310, 316 L & H Grade Piping) Extra Large Bore 54" | 641-XB-5400-00-L | LF | NO | NO |  | 2010 | DIRECT LABOR | Active | Install Stainless Steel (304, 309, 310, 316 L & H Grade Piping) | Install Stainless Steel (304, 309, 310, 316 L & H Grade Piping) Extra Large Bore |  |  |  |  | 5000 | Piping | 641XB540000L | Summary of Install Stainless Steel (304, 309, 310, 316 L & H Grade Piping) Extra Large Bore 54" labor costs.
64 | 1 | 1 | XB | 54 | ER | 00 | L | Install Stainless Steel (304, 309, 310, 316 L & H Grade Piping) Extra Large Bore 54" - Erect | 641-XB-54ER-00-L | LF | NO | NO |  | 2010 | DIRECT LABOR | Active | Install Stainless Steel (304, 309, 310, 316 L & H Grade Piping) | Install Stainless Steel (304, 309, 310, 316 L & H Grade Piping) Extra Large Bore |  |  |  |  | 5000 | Piping | 641XB54ER00L | Summary of Install Stainless Steel (304, 309, 310, 316 L & H Grade Piping) Extra Large Bore 54" - Erect labor costs.
64 | 1 | 1 | XB | 54 | ER | ST | L | Erect SSXB: 54" Sch Standard or less | 641-XB-54ER-ST-L | LF | NO | NO |  | 2010 | DIRECT LABOR | Active | Install Stainless Steel (304, 309, 310, 316 L & H Grade Piping) | Install Stainless Steel (304, 309, 310, 316 L & H Grade Piping) Extra Large Bore |  |  |  |  | 5000 | Piping | 641XB54ERSTL | Direct field labor for Erect SSXB: 54" Sch Standard or less.
64 | 1 | 1 | XB | 54 | ER | XH | L | Erect SSXB: 54" Sch XH | 641-XB-54ER-XH-L | LF | NO | NO |  | 2010 | DIRECT LABOR | Active | Install Stainless Steel (304, 309, 310, 316 L & H Grade Piping) | Install Stainless Steel (304, 309, 310, 316 L & H Grade Piping) Extra Large Bore |  |  |  |  | 5000 | Piping | 641XB54ERXHL | Direct field labor for Erect SSXB: 54" Sch XH.
64 | 1 | 1 | XB | 54 | ER | XX | L | Erect SSXB: 54" Sch XXH | 641-XB-54ER-XX-L | LF | NO | NO |  | 2010 | DIRECT LABOR | Active | Install Stainless Steel (304, 309, 310, 316 L & H Grade Piping) | Install Stainless Steel (304, 309, 310, 316 L & H Grade Piping) Extra Large Bore |  |  |  |  | 5000 | Piping | 641XB54ERXXL | Direct field labor for Erect SSXB: 54" Sch XXH.
64 | 1 | 1 | XB | 54 | FB | 00 | L | Install Stainless Steel (304, 309, 310, 316 L & H Grade Piping) Extra Large Bore 54" - Fabricate | 641-XB-54FB-00-L | LF | NO | NO |  | 2010 | DIRECT LABOR | Active | Install Stainless Steel (304, 309, 310, 316 L & H Grade Piping) | Install Stainless Steel (304, 309, 310, 316 L & H Grade Piping) Extra Large Bore |  |  |  |  | 5000 | Piping | 641XB54FB00L | Summary of Install Stainless Steel (304, 309, 310, 316 L & H Grade Piping) Extra Large Bore 54" - Fabricate labor costs.
64 | 1 | 1 | XB | 54 | FB | ST | L | Field Fab SSXB: 54" Sch Standard or less | 641-XB-54FB-ST-L | LF | NO | NO |  | 2010 | DIRECT LABOR | Active | Install Stainless Steel (304, 309, 310, 316 L & H Grade Piping) | Install Stainless Steel (304, 309, 310, 316 L & H Grade Piping) Extra Large Bore |  |  |  |  | 5000 | Piping | 641XB54FBSTL | Direct field labor for Field Fab SSXB: 54" Sch Standard or less.
64 | 1 | 1 | XB | 54 | FB | XH | L | Field Fab SSXB: 54" Sch XH | 641-XB-54FB-XH-L | LF | NO | NO |  | 2010 | DIRECT LABOR | Active | Install Stainless Steel (304, 309, 310, 316 L & H Grade Piping) | Install Stainless Steel (304, 309, 310, 316 L & H Grade Piping) Extra Large Bore |  |  |  |  | 5000 | Piping | 641XB54FBXHL | Direct field labor for Field Fab SSXB: 54" Sch XH.
64 | 1 | 1 | XB | 54 | FB | XX | L | Field Fab SSXB: 54" Sch XXH | 641-XB-54FB-XX-L | LF | NO | NO |  | 2010 | DIRECT LABOR | Active | Install Stainless Steel (304, 309, 310, 316 L & H Grade Piping) | Install Stainless Steel (304, 309, 310, 316 L & H Grade Piping) Extra Large Bore |  |  |  |  | 5000 | Piping | 641XB54FBXXL | Direct field labor for Field Fab SSXB: 54" Sch XXH.
64 | 2 | 1 | XB | 60 | 00 | 00 | L | Install Stainless Steel (304, 309, 310, 316 L & H Grade Piping) Extra Large Bore 60" | 641-XB-6000-00-L | LF | NO | NO |  | 2010 | DIRECT LABOR | Active | Install Stainless Steel (304, 309, 310, 316 L & H Grade Piping) | Install Stainless Steel (304, 309, 310, 316 L & H Grade Piping) Extra Large Bore |  |  |  |  | 5000 | Piping | 641XB600000L | Summary of Install Stainless Steel (304, 309, 310, 316 L & H Grade Piping) Extra Large Bore 60" labor costs.
64 | 2 | 1 | XB | 60 | ER | 00 | L | Install Stainless Steel (304, 309, 310, 316 L & H Grade Piping) Extra Large Bore 60" - Erect | 641-XB-60ER-00-L | LF | NO | NO |  | 2010 | DIRECT LABOR | Active | Install Stainless Steel (304, 309, 310, 316 L & H Grade Piping) | Install Stainless Steel (304, 309, 310, 316 L & H Grade Piping) Extra Large Bore |  |  |  |  | 5000 | Piping | 641XB60ER00L | Summary of Install Stainless Steel (304, 309, 310, 316 L & H Grade Piping) Extra Large Bore 60" - Erect labor costs.
64 | 2 | 1 | XB | 60 | ER | ST | L | Erect SSXB: 60" Sch Standard or less | 641-XB-60ER-ST-L | LF | NO | NO |  | 2010 | DIRECT LABOR | Active | Install Stainless Steel (304, 309, 310, 316 L & H Grade Piping) | Install Stainless Steel (304, 309, 310, 316 L & H Grade Piping) Extra Large Bore |  |  |  |  | 5000 | Piping | 641XB60ERSTL | Direct field labor for Erect SSXB: 60" Sch Standard or less.
64 | 2 | 1 | XB | 60 | ER | XH | L | Erect SSXB: 60" Sch XH | 641-XB-60ER-XH-L | LF | NO | NO |  | 2010 | DIRECT LABOR | Active | Install Stainless Steel (304, 309, 310, 316 L & H Grade Piping) | Install Stainless Steel (304, 309, 310, 316 L & H Grade Piping) Extra Large Bore |  |  |  |  | 5000 | Piping | 641XB60ERXHL | Direct field labor for Erect SSXB: 60" Sch XH.
64 | 2 | 1 | XB | 60 | ER | XX | L | Erect SSXB: 60" Sch XXH | 641-XB-60ER-XX-L | LF | NO | NO |  | 2010 | DIRECT LABOR | Active | Install Stainless Steel (304, 309, 310, 316 L & H Grade Piping) | Install Stainless Steel (304, 309, 310, 316 L & H Grade Piping) Extra Large Bore |  |  |  |  | 5000 | Piping | 641XB60ERXXL | Direct field labor for Erect SSXB: 60" Sch XXH.
64 | 2 | 1 | XB | 60 | FB | 00 | L | Install Stainless Steel (304, 309, 310, 316 L & H Grade Piping) Extra Large Bore 60" - Fabricate | 641-XB-60FB-00-L | LF | NO | NO |  | 2010 | DIRECT LABOR | Active | Install Stainless Steel (304, 309, 310, 316 L & H Grade Piping) | Install Stainless Steel (304, 309, 310, 316 L & H Grade Piping) Extra Large Bore |  |  |  |  | 5000 | Piping | 641XB60FB00L | Summary of Install Stainless Steel (304, 309, 310, 316 L & H Grade Piping) Extra Large Bore 60" - Fabricate labor costs.
64 | 2 | 1 | XB | 60 | FB | ST | L | Field Fab SSXB: 60" Sch Standard or less | 641-XB-60FB-ST-L | LF | NO | NO |  | 2010 | DIRECT LABOR | Active | Install Stainless Steel (304, 309, 310, 316 L & H Grade Piping) | Install Stainless Steel (304, 309, 310, 316 L & H Grade Piping) Extra Large Bore |  |  |  |  | 5000 | Piping | 641XB60FBSTL | Direct field labor for Field Fab SSXB: 60" Sch Standard or less.
64 | 2 | 1 | XB | 60 | FB | XH | L | Field Fab SSXB: 60" Sch XH | 641-XB-60FB-XH-L | LF | NO | NO |  | 2010 | DIRECT LABOR | Active | Install Stainless Steel (304, 309, 310, 316 L & H Grade Piping) | Install Stainless Steel (304, 309, 310, 316 L & H Grade Piping) Extra Large Bore |  |  |  |  | 5000 | Piping | 641XB60FBXHL | Direct field labor for Field Fab SSXB: 60" Sch XH.
64 | 2 | 1 | XB | 60 | FB | XX | L | Field Fab SSXB: 60" Sch XXH | 641-XB-60FB-XX-L | LF | NO | NO |  | 2010 | DIRECT LABOR | Active | Install Stainless Steel (304, 309, 310, 316 L & H Grade Piping) | Install Stainless Steel (304, 309, 310, 316 L & H Grade Piping) Extra Large Bore |  |  |  |  | 5000 | Piping | 641XB60FBXXL | Direct field labor for Field Fab SSXB: 60" Sch XXH.
64 | 2 | 2 | 00 | 00 | 00 | 00 | 0 | Install Chrome Piping .5% - 2% | 642-00-0000-00-0 | LF | YES | YES | Bulks | 2010 | DIRECT LABOR | Active | Install Chrome Piping .5% - 2% | Summary |  |  |  |  | 5000 | Piping | 642000000000 | Top-level summary of all Install Chrome Piping .5% - 2% costs.
64 | 2 | 2 | LB | 00 | 00 | 00 | L | Install Chrome Piping .5% - 2% Large Bore | 642-LB-0000-00-L | LF | NO | NO |  | 2010 | DIRECT LABOR | Active | Install Chrome Piping .5% - 2% | Install Chrome Piping .5% - 2% Large Bore |  |  |  |  | 5000 | Piping | 642LB000000L | Summary of Install Chrome Piping .5% - 2% Large Bore labor costs.
64 | 2 | 2 | LB | 12 | 00 | 00 | L | Install Chrome Piping .5% - 2% Large Bore 12" | 642-LB-1200-00-L | LF | NO | NO |  | 2010 | DIRECT LABOR | Active | Install Chrome Piping .5% - 2% | Install Chrome Piping .5% - 2% Large Bore |  |  |  |  | 5000 | Piping | 642LB120000L | Summary of Install Chrome Piping .5% - 2% Large Bore 12" labor costs.
64 | 2 | 2 | LB | 12 | ER | 00 | L | Install Chrome Piping .5% - 2% Large Bore 12" - Erect | 642-LB-12ER-00-L | LF | NO | NO |  | 2010 | DIRECT LABOR | Active | Install Chrome Piping .5% - 2% | Install Chrome Piping .5% - 2% Large Bore |  |  |  |  | 5000 | Piping | 642LB12ER00L | Summary of Install Chrome Piping .5% - 2% Large Bore 12" - Erect labor costs.
64 | 2 | 2 | LB | 12 | ER | ST | L | Erect CMLB: 12" Sch Standard or less | 642-LB-12ER-ST-L | LF | NO | NO |  | 2010 | DIRECT LABOR | Active | Install Chrome Piping .5% - 2% | Install Chrome Piping .5% - 2% Large Bore |  |  |  |  | 5000 | Piping | 642LB12ERSTL | Direct field labor for Erect CMLB: 12" Sch Standard or less.
64 | 2 | 2 | LB | 12 | ER | XH | L | Erect CMLB: 12" Sch XH | 642-LB-12ER-XH-L | LF | NO | NO |  | 2010 | DIRECT LABOR | Active | Install Chrome Piping .5% - 2% | Install Chrome Piping .5% - 2% Large Bore |  |  |  |  | 5000 | Piping | 642LB12ERXHL | Direct field labor for Erect CMLB: 12" Sch XH.
64 | 2 | 2 | LB | 12 | ER | XX | L | Erect CMLB: 12" Sch XXH | 642-LB-12ER-XX-L | LF | NO | NO |  | 2010 | DIRECT LABOR | Active | Install Chrome Piping .5% - 2% | Install Chrome Piping .5% - 2% Large Bore |  |  |  |  | 5000 | Piping | 642LB12ERXXL | Direct field labor for Erect CMLB: 12" Sch XXH.
64 | 2 | 2 | LB | 12 | FB | 00 | L | Install Chrome Piping .5% - 2% Large Bore 12" - Field Fabricate | 642-LB-12FB-00-L | LF | NO | NO |  | 2010 | DIRECT LABOR | Active | Install Chrome Piping .5% - 2% | Install Chrome Piping .5% - 2% Large Bore |  |  |  |  | 5000 | Piping | 642LB12FB00L | Summary of Install Chrome Piping .5% - 2% Large Bore 12" - Field Fabricate labor costs.
64 | 2 | 2 | LB | 12 | FB | ST | L | Field Fab CMLB: 12" Sch Standard or less | 642-LB-12FB-ST-L | LF | NO | NO |  | 2010 | DIRECT LABOR | Active | Install Chrome Piping .5% - 2% | Install Chrome Piping .5% - 2% Large Bore |  |  |  |  | 5000 | Piping | 642LB12FBSTL | Direct field labor for Field Fab CMLB: 12" Sch Standard or less.
64 | 2 | 2 | LB | 12 | FB | XH | L | Field Fab CMLB: 12" Sch XH | 642-LB-12FB-XH-L | LF | NO | NO |  | 2010 | DIRECT LABOR | Active | Install Chrome Piping .5% - 2% | Install Chrome Piping .5% - 2% Large Bore |  |  |  |  | 5000 | Piping | 642LB12FBXHL | Direct field labor for Field Fab CMLB: 12" Sch XH.
64 | 2 | 2 | LB | 12 | FB | XX | L | Field Fab CMLB: 12" Sch XXH | 642-LB-12FB-XX-L | LF | NO | NO |  | 2010 | DIRECT LABOR | Active | Install Chrome Piping .5% - 2% | Install Chrome Piping .5% - 2% Large Bore |  |  |  |  | 5000 | Piping | 642LB12FBXXL | Direct field labor for Field Fab CMLB: 12" Sch XXH.
64 | 2 | 2 | LB | 14 | 00 | 00 | L | Install Chrome Piping .5% - 2% Large Bore 14" | 642-LB-1400-00-L | LF | NO | NO |  | 2010 | DIRECT LABOR | Active | Install Chrome Piping .5% - 2% | Install Chrome Piping .5% - 2% Large Bore |  |  |  |  | 5000 | Piping | 642LB140000L | Summary of Install Chrome Piping .5% - 2% Large Bore 14" labor costs.
64 | 2 | 2 | LB | 14 | ER | 00 | L | Install Chrome Piping .5% - 2% Large Bore 14" - Erect | 642-LB-14ER-00-L | LF | NO | NO |  | 2010 | DIRECT LABOR | Active | Install Chrome Piping .5% - 2% | Install Chrome Piping .5% - 2% Large Bore |  |  |  |  | 5000 | Piping | 642LB14ER00L | Summary of Install Chrome Piping .5% - 2% Large Bore 14" - Erect labor costs.
64 | 2 | 2 | LB | 14 | ER | ST | L | Erect CMLB: 14" Sch Standard or less | 642-LB-14ER-ST-L | LF | NO | NO |  | 2010 | DIRECT LABOR | Active | Install Chrome Piping .5% - 2% | Install Chrome Piping .5% - 2% Large Bore |  |  |  |  | 5000 | Piping | 642LB14ERSTL | Direct field labor for Erect CMLB: 14" Sch Standard or less.
64 | 2 | 2 | LB | 14 | ER | XH | L | Erect CMLB: 14" Sch XH | 642-LB-14ER-XH-L | LF | NO | NO |  | 2010 | DIRECT LABOR | Active | Install Chrome Piping .5% - 2% | Install Chrome Piping .5% - 2% Large Bore |  |  |  |  | 5000 | Piping | 642LB14ERXHL | Direct field labor for Erect CMLB: 14" Sch XH.
64 | 2 | 2 | LB | 14 | ER | XX | L | Erect CMLB: 14" Sch XXH | 642-LB-14ER-XX-L | LF | NO | NO |  | 2010 | DIRECT LABOR | Active | Install Chrome Piping .5% - 2% | Install Chrome Piping .5% - 2% Large Bore |  |  |  |  | 5000 | Piping | 642LB14ERXXL | Direct field labor for Erect CMLB: 14" Sch XXH.
64 | 2 | 2 | LB | 14 | FB | 00 | L | Install Chrome Piping .5% - 2% Large Bore 14" - Field Fabricate | 642-LB-14FB-00-L | LF | NO | NO |  | 2010 | DIRECT LABOR | Active | Install Chrome Piping .5% - 2% | Install Chrome Piping .5% - 2% Large Bore |  |  |  |  | 5000 | Piping | 642LB14FB00L | Summary of Install Chrome Piping .5% - 2% Large Bore 14" - Field Fabricate labor costs.
64 | 2 | 2 | LB | 14 | FB | ST | L | Field Fab CMLB: 14" Sch Standard or less | 642-LB-14FB-ST-L | LF | NO | NO |  | 2010 | DIRECT LABOR | Active | Install Chrome Piping .5% - 2% | Install Chrome Piping .5% - 2% Large Bore |  |  |  |  | 5000 | Piping | 642LB14FBSTL | Direct field labor for Field Fab CMLB: 14" Sch Standard or less.
64 | 2 | 2 | LB | 14 | FB | XH | L | Field Fab CMLB: 14" Sch XH | 642-LB-14FB-XH-L | LF | NO | NO |  | 2010 | DIRECT LABOR | Active | Install Chrome Piping .5% - 2% | Install Chrome Piping .5% - 2% Large Bore |  |  |  |  | 5000 | Piping | 642LB14FBXHL | Direct field labor for Field Fab CMLB: 14" Sch XH.
64 | 2 | 2 | LB | 14 | FB | XX | L | Field Fab CMLB: 14" Sch XXH | 642-LB-14FB-XX-L | LF | NO | NO |  | 2010 | DIRECT LABOR | Active | Install Chrome Piping .5% - 2% | Install Chrome Piping .5% - 2% Large Bore |  |  |  |  | 5000 | Piping | 642LB14FBXXL | Direct field labor for Field Fab CMLB: 14" Sch XXH.
64 | 2 | 2 | LB | 16 | 00 | 00 | L | Install Chrome Piping .5% - 2% Large Bore 16" | 642-LB-1600-00-L | LF | NO | NO |  | 2010 | DIRECT LABOR | Active | Install Chrome Piping .5% - 2% | Install Chrome Piping .5% - 2% Large Bore |  |  |  |  | 5000 | Piping | 642LB160000L | Summary of Install Chrome Piping .5% - 2% Large Bore 16" labor costs.
64 | 2 | 2 | LB | 16 | ER | 00 | L | Install Chrome Piping .5% - 2% Large Bore 16" - Erect | 642-LB-16ER-00-L | LF | NO | NO |  | 2010 | DIRECT LABOR | Active | Install Chrome Piping .5% - 2% | Install Chrome Piping .5% - 2% Large Bore |  |  |  |  | 5000 | Piping | 642LB16ER00L | Summary of Install Chrome Piping .5% - 2% Large Bore 16" - Erect labor costs.
64 | 2 | 2 | LB | 16 | ER | ST | L | Erect CMLB: 16" Sch Standard or less | 642-LB-16ER-ST-L | LF | NO | NO |  | 2010 | DIRECT LABOR | Active | Install Chrome Piping .5% - 2% | Install Chrome Piping .5% - 2% Large Bore |  |  |  |  | 5000 | Piping | 642LB16ERSTL | Direct field labor for Erect CMLB: 16" Sch Standard or less.
64 | 2 | 2 | LB | 16 | ER | XH | L | Erect CMLB: 16" Sch XH | 642-LB-16ER-XH-L | LF | NO | NO |  | 2010 | DIRECT LABOR | Active | Install Chrome Piping .5% - 2% | Install Chrome Piping .5% - 2% Large Bore |  |  |  |  | 5000 | Piping | 642LB16ERXHL | Direct field labor for Erect CMLB: 16" Sch XH.
64 | 2 | 2 | LB | 16 | ER | XX | L | Erect CMLB: 16" Sch XXH | 642-LB-16ER-XX-L | LF | NO | NO |  | 2010 | DIRECT LABOR | Active | Install Chrome Piping .5% - 2% | Install Chrome Piping .5% - 2% Large Bore |  |  |  |  | 5000 | Piping | 642LB16ERXXL | Direct field labor for Erect CMLB: 16" Sch XXH.
64 | 2 | 2 | LB | 16 | FB | 00 | L | Install Chrome Piping .5% - 2% Large Bore 16" - Field Fabricate | 642-LB-16FB-00-L | LF | NO | NO |  | 2010 | DIRECT LABOR | Active | Install Chrome Piping .5% - 2% | Install Chrome Piping .5% - 2% Large Bore |  |  |  |  | 5000 | Piping | 642LB16FB00L | Summary of Install Chrome Piping .5% - 2% Large Bore 16" - Field Fabricate labor costs.
64 | 2 | 2 | LB | 16 | FB | ST | L | Field Fab CMLB: 16" Sch Standard or less | 642-LB-16FB-ST-L | LF | NO | NO |  | 2010 | DIRECT LABOR | Active | Install Chrome Piping .5% - 2% | Install Chrome Piping .5% - 2% Large Bore |  |  |  |  | 5000 | Piping | 642LB16FBSTL | Direct field labor for Field Fab CMLB: 16" Sch Standard or less.
64 | 2 | 2 | LB | 16 | FB | XH | L | Field Fab CMLB: 16" Sch XH | 642-LB-16FB-XH-L | LF | NO | NO |  | 2010 | DIRECT LABOR | Active | Install Chrome Piping .5% - 2% | Install Chrome Piping .5% - 2% Large Bore |  |  |  |  | 5000 | Piping | 642LB16FBXHL | Direct field labor for Field Fab CMLB: 16" Sch XH.
64 | 2 | 2 | LB | 16 | FB | XX | L | Field Fab CMLB: 16" Sch XXH | 642-LB-16FB-XX-L | LF | NO | NO |  | 2010 | DIRECT LABOR | Active | Install Chrome Piping .5% - 2% | Install Chrome Piping .5% - 2% Large Bore |  |  |  |  | 5000 | Piping | 642LB16FBXXL | Direct field labor for Field Fab CMLB: 16" Sch XXH.
64 | 2 | 2 | LB | 18 | 00 | 00 | L | Install Chrome Piping .5% - 2% Large Bore 18" | 642-LB-1800-00-L | LF | NO | NO |  | 2010 | DIRECT LABOR | Active | Install Chrome Piping .5% - 2% | Install Chrome Piping .5% - 2% Large Bore |  |  |  |  | 5000 | Piping | 642LB180000L | Summary of Install Chrome Piping .5% - 2% Large Bore 18" labor costs.
64 | 2 | 2 | LB | 18 | ER | 00 | L | Install Chrome Piping .5% - 2% Large Bore 18" - Erect | 642-LB-18ER-00-L | LF | NO | NO |  | 2010 | DIRECT LABOR | Active | Install Chrome Piping .5% - 2% | Install Chrome Piping .5% - 2% Large Bore |  |  |  |  | 5000 | Piping | 642LB18ER00L | Summary of Install Chrome Piping .5% - 2% Large Bore 18" - Erect labor costs.
64 | 2 | 2 | LB | 18 | ER | ST | L | Erect CMLB: 18" Sch Standard or less | 642-LB-18ER-ST-L | LF | NO | NO |  | 2010 | DIRECT LABOR | Active | Install Chrome Piping .5% - 2% | Install Chrome Piping .5% - 2% Large Bore |  |  |  |  | 5000 | Piping | 642LB18ERSTL | Direct field labor for Erect CMLB: 18" Sch Standard or less.
64 | 2 | 2 | LB | 18 | ER | XH | L | Erect CMLB: 18" Sch XH | 642-LB-18ER-XH-L | LF | NO | NO |  | 2010 | DIRECT LABOR | Active | Install Chrome Piping .5% - 2% | Install Chrome Piping .5% - 2% Large Bore |  |  |  |  | 5000 | Piping | 642LB18ERXHL | Direct field labor for Erect CMLB: 18" Sch XH.
64 | 2 | 2 | LB | 18 | ER | XX | L | Erect CMLB: 18" Sch XXH | 642-LB-18ER-XX-L | LF | NO | NO |  | 2010 | DIRECT LABOR | Active | Install Chrome Piping .5% - 2% | Install Chrome Piping .5% - 2% Large Bore |  |  |  |  | 5000 | Piping | 642LB18ERXXL | Direct field labor for Erect CMLB: 18" Sch XXH.
64 | 2 | 2 | LB | 18 | FB | 00 | L | Install Chrome Piping .5% - 2% Large Bore 18" - Field Fabricate | 642-LB-18FB-00-L | LF | NO | NO |  | 2010 | DIRECT LABOR | Active | Install Chrome Piping .5% - 2% | Install Chrome Piping .5% - 2% Large Bore |  |  |  |  | 5000 | Piping | 642LB18FB00L | Summary of Install Chrome Piping .5% - 2% Large Bore 18" - Field Fabricate labor costs.
64 | 2 | 2 | LB | 18 | FB | ST | L | Field Fab CMLB: 18" Sch Standard or less | 642-LB-18FB-ST-L | LF | NO | NO |  | 2010 | DIRECT LABOR | Active | Install Chrome Piping .5% - 2% | Install Chrome Piping .5% - 2% Large Bore |  |  |  |  | 5000 | Piping | 642LB18FBSTL | Direct field labor for Field Fab CMLB: 18" Sch Standard or less.
64 | 2 | 2 | LB | 18 | FB | XH | L | Field Fab CMLB: 18" Sch XH | 642-LB-18FB-XH-L | LF | NO | NO |  | 2010 | DIRECT LABOR | Active | Install Chrome Piping .5% - 2% | Install Chrome Piping .5% - 2% Large Bore |  |  |  |  | 5000 | Piping | 642LB18FBXHL | Direct field labor for Field Fab CMLB: 18" Sch XH.
64 | 2 | 2 | LB | 18 | FB | XX | L | Field Fab CMLB: 18" Sch XXH | 642-LB-18FB-XX-L | LF | NO | NO |  | 2010 | DIRECT LABOR | Active | Install Chrome Piping .5% - 2% | Install Chrome Piping .5% - 2% Large Bore |  |  |  |  | 5000 | Piping | 642LB18FBXXL | Direct field labor for Field Fab CMLB: 18" Sch XXH.
64 | 2 | 2 | LB | 20 | 00 | 00 | L | Install Chrome Piping .5% - 2% Large Bore 20" | 642-LB-2000-00-L | LF | NO | NO |  | 2010 | DIRECT LABOR | Active | Install Chrome Piping .5% - 2% | Install Chrome Piping .5% - 2% Large Bore |  |  |  |  | 5000 | Piping | 642LB200000L | Summary of Install Chrome Piping .5% - 2% Large Bore 20" labor costs.
64 | 2 | 2 | LB | 20 | ER | 00 | L | Install Chrome Piping .5% - 2% Large Bore 20" - Erect | 642-LB-20ER-00-L | LF | NO | NO |  | 2010 | DIRECT LABOR | Active | Install Chrome Piping .5% - 2% | Install Chrome Piping .5% - 2% Large Bore |  |  |  |  | 5000 | Piping | 642LB20ER00L | Summary of Install Chrome Piping .5% - 2% Large Bore 20" - Erect labor costs.
64 | 2 | 2 | LB | 20 | ER | ST | L | Erect CMLB: 20" Sch Standard or less | 642-LB-20ER-ST-L | LF | NO | NO |  | 2010 | DIRECT LABOR | Active | Install Chrome Piping .5% - 2% | Install Chrome Piping .5% - 2% Large Bore |  |  |  |  | 5000 | Piping | 642LB20ERSTL | Direct field labor for Erect CMLB: 20" Sch Standard or less.
64 | 2 | 2 | LB | 20 | ER | XH | L | Erect CMLB: 20" Sch XH | 642-LB-20ER-XH-L | LF | NO | NO |  | 2010 | DIRECT LABOR | Active | Install Chrome Piping .5% - 2% | Install Chrome Piping .5% - 2% Large Bore |  |  |  |  | 5000 | Piping | 642LB20ERXHL | Direct field labor for Erect CMLB: 20" Sch XH.
64 | 2 | 2 | LB | 20 | ER | XX | L | Erect CMLB: 20" Sch XXH | 642-LB-20ER-XX-L | LF | NO | NO |  | 2010 | DIRECT LABOR | Active | Install Chrome Piping .5% - 2% | Install Chrome Piping .5% - 2% Large Bore |  |  |  |  | 5000 | Piping | 642LB20ERXXL | Direct field labor for Erect CMLB: 20" Sch XXH.
64 | 2 | 2 | LB | 20 | FB | 00 | L | Install Chrome Piping .5% - 2% Large Bore 20" - Field Fabricate | 642-LB-20FB-00-L | LF | NO | NO |  | 2010 | DIRECT LABOR | Active | Install Chrome Piping .5% - 2% | Install Chrome Piping .5% - 2% Large Bore |  |  |  |  | 5000 | Piping | 642LB20FB00L | Summary of Install Chrome Piping .5% - 2% Large Bore 20" - Field Fabricate labor costs.
64 | 2 | 2 | LB | 20 | FB | ST | L | Field Fab CMLB: 20" Sch Standard or less | 642-LB-20FB-ST-L | LF | NO | NO |  | 2010 | DIRECT LABOR | Active | Install Chrome Piping .5% - 2% | Install Chrome Piping .5% - 2% Large Bore |  |  |  |  | 5000 | Piping | 642LB20FBSTL | Direct field labor for Field Fab CMLB: 20" Sch Standard or less.
64 | 2 | 2 | LB | 20 | FB | XH | L | Field Fab CMLB: 20" Sch XH | 642-LB-20FB-XH-L | LF | NO | NO |  | 2010 | DIRECT LABOR | Active | Install Chrome Piping .5% - 2% | Install Chrome Piping .5% - 2% Large Bore |  |  |  |  | 5000 | Piping | 642LB20FBXHL | Direct field labor for Field Fab CMLB: 20" Sch XH.
64 | 2 | 2 | LB | 20 | FB | XX | L | Field Fab CMLB: 20" Sch XXH | 642-LB-20FB-XX-L | LF | NO | NO |  | 2010 | DIRECT LABOR | Active | Install Chrome Piping .5% - 2% | Install Chrome Piping .5% - 2% Large Bore |  |  |  |  | 5000 | Piping | 642LB20FBXXL | Direct field labor for Field Fab CMLB: 20" Sch XXH.
64 | 2 | 2 | LB | 24 | 00 | 00 | L | Install Chrome Piping .5% - 2% Large Bore 24" | 642-LB-2400-00-L | LF | NO | NO |  | 2010 | DIRECT LABOR | Active | Install Chrome Piping .5% - 2% | Install Chrome Piping .5% - 2% Large Bore |  |  |  |  | 5000 | Piping | 642LB240000L | Summary of Install Chrome Piping .5% - 2% Large Bore 24" labor costs.
64 | 2 | 2 | LB | 24 | ER | 00 | L | Install Chrome Piping .5% - 2% Large Bore 24" - Erect | 642-LB-24ER-00-L | LF | NO | NO |  | 2010 | DIRECT LABOR | Active | Install Chrome Piping .5% - 2% | Install Chrome Piping .5% - 2% Large Bore |  |  |  |  | 5000 | Piping | 642LB24ER00L | Summary of Install Chrome Piping .5% - 2% Large Bore 24" - Erect labor costs.
64 | 2 | 2 | LB | 24 | ER | ST | L | Erect CMLB: 24" Sch Standard or less | 642-LB-24ER-ST-L | LF | NO | NO |  | 2010 | DIRECT LABOR | Active | Install Chrome Piping .5% - 2% | Install Chrome Piping .5% - 2% Large Bore |  |  |  |  | 5000 | Piping | 642LB24ERSTL | Direct field labor for Erect CMLB: 24" Sch Standard or less.
64 | 2 | 2 | LB | 24 | ER | XH | L | Erect CMLB: 24" Sch XH | 642-LB-24ER-XH-L | LF | NO | NO |  | 2010 | DIRECT LABOR | Active | Install Chrome Piping .5% - 2% | Install Chrome Piping .5% - 2% Large Bore |  |  |  |  | 5000 | Piping | 642LB24ERXHL | Direct field labor for Erect CMLB: 24" Sch XH.
64 | 2 | 2 | LB | 24 | ER | XX | L | Erect CMLB: 24" Sch XXH | 642-LB-24ER-XX-L | LF | NO | NO |  | 2010 | DIRECT LABOR | Active | Install Chrome Piping .5% - 2% | Install Chrome Piping .5% - 2% Large Bore |  |  |  |  | 5000 | Piping | 642LB24ERXXL | Direct field labor for Erect CMLB: 24" Sch XXH.
64 | 2 | 2 | LB | 24 | FB | 00 | L | Install Chrome Piping .5% - 2% Large Bore 24" - Field Fabricate | 642-LB-24FB-00-L | LF | NO | NO |  | 2010 | DIRECT LABOR | Active | Install Chrome Piping .5% - 2% | Install Chrome Piping .5% - 2% Large Bore |  |  |  |  | 5000 | Piping | 642LB24FB00L | Summary of Install Chrome Piping .5% - 2% Large Bore 24" - Field Fabricate labor costs.
64 | 2 | 2 | LB | 24 | FB | ST | L | Field Fab CMLB: 24" Sch Standard or less | 642-LB-24FB-ST-L | LF | NO | NO |  | 2010 | DIRECT LABOR | Active | Install Chrome Piping .5% - 2% | Install Chrome Piping .5% - 2% Large Bore |  |  |  |  | 5000 | Piping | 642LB24FBSTL | Direct field labor for Field Fab CMLB: 24" Sch Standard or less.
64 | 2 | 2 | LB | 24 | FB | XH | L | Field Fab CMLB: 24" Sch XH | 642-LB-24FB-XH-L | LF | NO | NO |  | 2010 | DIRECT LABOR | Active | Install Chrome Piping .5% - 2% | Install Chrome Piping .5% - 2% Large Bore |  |  |  |  | 5000 | Piping | 642LB24FBXHL | Direct field labor for Field Fab CMLB: 24" Sch XH.
64 | 2 | 2 | LB | 24 | FB | XX | L | Field Fab CMLB: 24" Sch XXH | 642-LB-24FB-XX-L | LF | NO | NO |  | 2010 | DIRECT LABOR | Active | Install Chrome Piping .5% - 2% | Install Chrome Piping .5% - 2% Large Bore |  |  |  |  | 5000 | Piping | 642LB24FBXXL | Direct field labor for Field Fab CMLB: 24" Sch XXH.
64 | 2 | 2 | MB | 00 | 00 | 00 | L | Install Chrome Piping .5% - 2% Medium Bore | 642-MB-0000-00-L | LF | NO | NO |  | 2010 | DIRECT LABOR | Active | Install Chrome Piping .5% - 2% | Install Chrome Piping .5% - 2% Medium Bore |  |  |  |  | 5000 | Piping | 642MB000000L | Summary of Install Chrome Piping .5% - 2% Medium Bore labor costs.
64 | 2 | 2 | MB | 03 | 00 | 00 | L | Install Chrome Piping .5% - 2% Medium Bore 3" | 642-MB-0300-00-L | LF | NO | NO |  | 2010 | DIRECT LABOR | Active | Install Chrome Piping .5% - 2% | Install Chrome Piping .5% - 2% Medium Bore |  |  |  |  | 5000 | Piping | 642MB030000L | Summary of Install Chrome Piping .5% - 2% Medium Bore 3" labor costs.
64 | 2 | 2 | MB | 03 | ER | 00 | L | Install Chrome Piping .5% - 2% Medium Bore 3" - Erect | 642-MB-03ER-00-L | LF | NO | NO |  | 2010 | DIRECT LABOR | Active | Install Chrome Piping .5% - 2% | Install Chrome Piping .5% - 2% Medium Bore |  |  |  |  | 5000 | Piping | 642MB03ER00L | Summary of Install Chrome Piping .5% - 2% Medium Bore 3" - Erect labor costs.
64 | 2 | 2 | MB | 03 | ER | ST | L | Erect CMMB: 3" Sch Standard or less | 642-MB-03ER-ST-L | LF | NO | NO |  | 2010 | DIRECT LABOR | Active | Install Chrome Piping .5% - 2% | Install Chrome Piping .5% - 2% Medium Bore |  |  |  |  | 5000 | Piping | 642MB03ERSTL | Direct field labor for Erect CMMB: 3" Sch Standard or less.
64 | 2 | 2 | MB | 03 | ER | XH | L | Erect CMMB: 3" Sch XH | 642-MB-03ER-XH-L | LF | NO | NO |  | 2010 | DIRECT LABOR | Active | Install Chrome Piping .5% - 2% | Install Chrome Piping .5% - 2% Medium Bore |  |  |  |  | 5000 | Piping | 642MB03ERXHL | Direct field labor for Erect CMMB: 3" Sch XH.
64 | 2 | 2 | MB | 03 | ER | XX | L | Erect CMMB: 3" Sch XXH | 642-MB-03ER-XX-L | LF | NO | NO |  | 2010 | DIRECT LABOR | Active | Install Chrome Piping .5% - 2% | Install Chrome Piping .5% - 2% Medium Bore |  |  |  |  | 5000 | Piping | 642MB03ERXXL | Direct field labor for Erect CMMB: 3" Sch XXH.
64 | 2 | 2 | MB | 03 | FB | 00 | L | Install Chrome Piping .5% - 2% Medium Bore 3" - Field Fabricate | 642-MB-03FB-00-L | LF | NO | NO |  | 2010 | DIRECT LABOR | Active | Install Chrome Piping .5% - 2% | Install Chrome Piping .5% - 2% Medium Bore |  |  |  |  | 5000 | Piping | 642MB03FB00L | Summary of Install Chrome Piping .5% - 2% Medium Bore 3" - Field Fabricate labor costs.
64 | 2 | 2 | MB | 03 | FB | ST | L | Field Fab CMMB: 3" Sch Standard or less | 642-MB-03FB-ST-L | LF | NO | NO |  | 2010 | DIRECT LABOR | Active | Install Chrome Piping .5% - 2% | Install Chrome Piping .5% - 2% Medium Bore |  |  |  |  | 5000 | Piping | 642MB03FBSTL | Direct field labor for Field Fab CMMB: 3" Sch Standard or less.
64 | 2 | 2 | MB | 03 | FB | XH | L | Field Fab CMMB: 3" Sch XH | 642-MB-03FB-XH-L | LF | NO | NO |  | 2010 | DIRECT LABOR | Active | Install Chrome Piping .5% - 2% | Install Chrome Piping .5% - 2% Medium Bore |  |  |  |  | 5000 | Piping | 642MB03FBXHL | Direct field labor for Field Fab CMMB: 3" Sch XH.
64 | 2 | 2 | MB | 03 | FB | XX | L | Field Fab CMMB: 3" Sch XXH | 642-MB-03FB-XX-L | LF | NO | NO |  | 2010 | DIRECT LABOR | Active | Install Chrome Piping .5% - 2% | Install Chrome Piping .5% - 2% Medium Bore |  |  |  |  | 5000 | Piping | 642MB03FBXXL | Direct field labor for Field Fab CMMB: 3" Sch XXH.
64 | 2 | 2 | MB | 04 | 00 | 00 | L | Install Chrome Piping .5% - 2% Medium Bore 4" | 642-MB-0400-00-L | LF | NO | NO |  | 2010 | DIRECT LABOR | Active | Install Chrome Piping .5% - 2% | Install Chrome Piping .5% - 2% Medium Bore |  |  |  |  | 5000 | Piping | 642MB040000L | Summary of Install Chrome Piping .5% - 2% Medium Bore 4" labor costs.
64 | 2 | 2 | MB | 04 | ER | 00 | L | Install Chrome Piping .5% - 2% Medium Bore 4" - Erect | 642-MB-04ER-00-L | LF | NO | NO |  | 2010 | DIRECT LABOR | Active | Install Chrome Piping .5% - 2% | Install Chrome Piping .5% - 2% Medium Bore |  |  |  |  | 5000 | Piping | 642MB04ER00L | Summary of Install Chrome Piping .5% - 2% Medium Bore 4" - Erect labor costs.
64 | 2 | 2 | MB | 04 | ER | ST | L | Erect CMMB: 4" Sch Standard or less | 642-MB-04ER-ST-L | LF | NO | NO |  | 2010 | DIRECT LABOR | Active | Install Chrome Piping .5% - 2% | Install Chrome Piping .5% - 2% Medium Bore |  |  |  |  | 5000 | Piping | 642MB04ERSTL | Direct field labor for Erect CMMB: 4" Sch Standard or less.
64 | 2 | 2 | MB | 04 | ER | XH | L | Erect CMMB: 4" Sch XH | 642-MB-04ER-XH-L | LF | NO | NO |  | 2010 | DIRECT LABOR | Active | Install Chrome Piping .5% - 2% | Install Chrome Piping .5% - 2% Medium Bore |  |  |  |  | 5000 | Piping | 642MB04ERXHL | Direct field labor for Erect CMMB: 4" Sch XH.
64 | 2 | 2 | MB | 04 | ER | XX | L | Erect CMMB: 4" Sch XXH | 642-MB-04ER-XX-L | LF | NO | NO |  | 2010 | DIRECT LABOR | Active | Install Chrome Piping .5% - 2% | Install Chrome Piping .5% - 2% Medium Bore |  |  |  |  | 5000 | Piping | 642MB04ERXXL | Direct field labor for Erect CMMB: 4" Sch XXH.
64 | 2 | 2 | MB | 04 | FB | 00 | L | Install Chrome Piping .5% - 2% Medium Bore 4" - Field Fabricate | 642-MB-04FB-00-L | LF | NO | NO |  | 2010 | DIRECT LABOR | Active | Install Chrome Piping .5% - 2% | Install Chrome Piping .5% - 2% Medium Bore |  |  |  |  | 5000 | Piping | 642MB04FB00L | Summary of Install Chrome Piping .5% - 2% Medium Bore 4" - Field Fabricate labor costs.
64 | 2 | 2 | MB | 04 | FB | ST | L | Field Fab CMMB: 4" Sch Standard or less | 642-MB-04FB-ST-L | LF | NO | NO |  | 2010 | DIRECT LABOR | Active | Install Chrome Piping .5% - 2% | Install Chrome Piping .5% - 2% Medium Bore |  |  |  |  | 5000 | Piping | 642MB04FBSTL | Direct field labor for Field Fab CMMB: 4" Sch Standard or less.
64 | 2 | 2 | MB | 04 | FB | XH | L | Field Fab CMMB: 4" Sch XH | 642-MB-04FB-XH-L | LF | NO | NO |  | 2010 | DIRECT LABOR | Active | Install Chrome Piping .5% - 2% | Install Chrome Piping .5% - 2% Medium Bore |  |  |  |  | 5000 | Piping | 642MB04FBXHL | Direct field labor for Field Fab CMMB: 4" Sch XH.
64 | 2 | 2 | MB | 04 | FB | XX | L | Field Fab CMMB: 4" Sch XXH | 642-MB-04FB-XX-L | LF | NO | NO |  | 2010 | DIRECT LABOR | Active | Install Chrome Piping .5% - 2% | Install Chrome Piping .5% - 2% Medium Bore |  |  |  |  | 5000 | Piping | 642MB04FBXXL | Direct field labor for Field Fab CMMB: 4" Sch XXH.
64 | 2 | 2 | MB | 06 | 00 | 00 | L | Install Chrome Piping .5% - 2% Medium Bore 6" | 642-MB-0600-00-L | LF | NO | NO |  | 2010 | DIRECT LABOR | Active | Install Chrome Piping .5% - 2% | Install Chrome Piping .5% - 2% Medium Bore |  |  |  |  | 5000 | Piping | 642MB060000L | Summary of Install Chrome Piping .5% - 2% Medium Bore 6" labor costs.
64 | 2 | 2 | MB | 06 | ER | 00 | L | Install Chrome Piping .5% - 2% Medium Bore 6" - Erect | 642-MB-06ER-00-L | LF | NO | NO |  | 2010 | DIRECT LABOR | Active | Install Chrome Piping .5% - 2% | Install Chrome Piping .5% - 2% Medium Bore |  |  |  |  | 5000 | Piping | 642MB06ER00L | Summary of Install Chrome Piping .5% - 2% Medium Bore 6" - Erect labor costs.
64 | 2 | 2 | MB | 06 | ER | ST | L | Erect CMMB: 6" Sch Standard or less | 642-MB-06ER-ST-L | LF | NO | NO |  | 2010 | DIRECT LABOR | Active | Install Chrome Piping .5% - 2% | Install Chrome Piping .5% - 2% Medium Bore |  |  |  |  | 5000 | Piping | 642MB06ERSTL | Direct field labor for Erect CMMB: 6" Sch Standard or less.
64 | 2 | 2 | MB | 06 | ER | XH | L | Erect CMMB: 6" Sch XH | 642-MB-06ER-XH-L | LF | NO | NO |  | 2010 | DIRECT LABOR | Active | Install Chrome Piping .5% - 2% | Install Chrome Piping .5% - 2% Medium Bore |  |  |  |  | 5000 | Piping | 642MB06ERXHL | Direct field labor for Erect CMMB: 6" Sch XH.
64 | 2 | 2 | MB | 06 | ER | XX | L | Erect CMMB: 6" Sch XXH | 642-MB-06ER-XX-L | LF | NO | NO |  | 2010 | DIRECT LABOR | Active | Install Chrome Piping .5% - 2% | Install Chrome Piping .5% - 2% Medium Bore |  |  |  |  | 5000 | Piping | 642MB06ERXXL | Direct field labor for Erect CMMB: 6" Sch XXH.
64 | 2 | 2 | MB | 06 | FB | 00 | L | Install Chrome Piping .5% - 2% Medium Bore 6" - Field Fabricate | 642-MB-06FB-00-L | LF | NO | NO |  | 2010 | DIRECT LABOR | Active | Install Chrome Piping .5% - 2% | Install Chrome Piping .5% - 2% Medium Bore |  |  |  |  | 5000 | Piping | 642MB06FB00L | Summary of Install Chrome Piping .5% - 2% Medium Bore 6" - Field Fabricate labor costs.
64 | 2 | 2 | MB | 06 | FB | ST | L | Field Fab CMMB: 6" Sch Standard or less | 642-MB-06FB-ST-L | LF | NO | NO |  | 2010 | DIRECT LABOR | Active | Install Chrome Piping .5% - 2% | Install Chrome Piping .5% - 2% Medium Bore |  |  |  |  | 5000 | Piping | 642MB06FBSTL | Direct field labor for Field Fab CMMB: 6" Sch Standard or less.
64 | 2 | 2 | MB | 06 | FB | XH | L | Field Fab CMMB: 6" Sch XH | 642-MB-06FB-XH-L | LF | NO | NO |  | 2010 | DIRECT LABOR | Active | Install Chrome Piping .5% - 2% | Install Chrome Piping .5% - 2% Medium Bore |  |  |  |  | 5000 | Piping | 642MB06FBXHL | Direct field labor for Field Fab CMMB: 6" Sch XH.
64 | 2 | 2 | MB | 06 | FB | XX | L | Field Fab CMMB: 6" Sch XXH | 642-MB-06FB-XX-L | LF | NO | NO |  | 2010 | DIRECT LABOR | Active | Install Chrome Piping .5% - 2% | Install Chrome Piping .5% - 2% Medium Bore |  |  |  |  | 5000 | Piping | 642MB06FBXXL | Direct field labor for Field Fab CMMB: 6" Sch XXH.
64 | 2 | 2 | MB | 08 | 00 | 00 | L | Install Chrome Piping .5% - 2% Medium Bore 8" | 642-MB-0800-00-L | LF | NO | NO |  | 2010 | DIRECT LABOR | Active | Install Chrome Piping .5% - 2% | Install Chrome Piping .5% - 2% Medium Bore |  |  |  |  | 5000 | Piping | 642MB080000L | Summary of Install Chrome Piping .5% - 2% Medium Bore 8" labor costs.
64 | 2 | 2 | MB | 08 | ER | 00 | L | Install Chrome Piping .5% - 2% Medium Bore 8" - Erect | 642-MB-08ER-00-L | LF | NO | NO |  | 2010 | DIRECT LABOR | Active | Install Chrome Piping .5% - 2% | Install Chrome Piping .5% - 2% Medium Bore |  |  |  |  | 5000 | Piping | 642MB08ER00L | Summary of Install Chrome Piping .5% - 2% Medium Bore 8" - Erect labor costs.
64 | 2 | 2 | MB | 08 | ER | ST | L | Erect CMMB: 8" Sch Standard or less | 642-MB-08ER-ST-L | LF | NO | NO |  | 2010 | DIRECT LABOR | Active | Install Chrome Piping .5% - 2% | Install Chrome Piping .5% - 2% Medium Bore |  |  |  |  | 5000 | Piping | 642MB08ERSTL | Direct field labor for Erect CMMB: 8" Sch Standard or less.
64 | 2 | 2 | MB | 08 | ER | XH | L | Erect CMMB: 8" Sch XH | 642-MB-08ER-XH-L | LF | NO | NO |  | 2010 | DIRECT LABOR | Active | Install Chrome Piping .5% - 2% | Install Chrome Piping .5% - 2% Medium Bore |  |  |  |  | 5000 | Piping | 642MB08ERXHL | Direct field labor for Erect CMMB: 8" Sch XH.
64 | 2 | 2 | MB | 08 | ER | XX | L | Erect CMMB: 8" Sch XXH | 642-MB-08ER-XX-L | LF | NO | NO |  | 2010 | DIRECT LABOR | Active | Install Chrome Piping .5% - 2% | Install Chrome Piping .5% - 2% Medium Bore |  |  |  |  | 5000 | Piping | 642MB08ERXXL | Direct field labor for Erect CMMB: 8" Sch XXH.
64 | 2 | 2 | MB | 08 | FB | 00 | L | Install Chrome Piping .5% - 2% Medium Bore 8" - Field Fabricate | 642-MB-08FB-00-L | LF | NO | NO |  | 2010 | DIRECT LABOR | Active | Install Chrome Piping .5% - 2% | Install Chrome Piping .5% - 2% Medium Bore |  |  |  |  | 5000 | Piping | 642MB08FB00L | Summary of Install Chrome Piping .5% - 2% Medium Bore 8" - Field Fabricate labor costs.
64 | 2 | 2 | MB | 08 | FB | ST | L | Field Fab CMMB: 8" Sch Standard or less | 642-MB-08FB-ST-L | LF | NO | NO |  | 2010 | DIRECT LABOR | Active | Install Chrome Piping .5% - 2% | Install Chrome Piping .5% - 2% Medium Bore |  |  |  |  | 5000 | Piping | 642MB08FBSTL | Direct field labor for Field Fab CMMB: 8" Sch Standard or less.
64 | 2 | 2 | MB | 08 | FB | XH | L | Field Fab CMMB: 8" Sch XH | 642-MB-08FB-XH-L | LF | NO | NO |  | 2010 | DIRECT LABOR | Active | Install Chrome Piping .5% - 2% | Install Chrome Piping .5% - 2% Medium Bore |  |  |  |  | 5000 | Piping | 642MB08FBXHL | Direct field labor for Field Fab CMMB: 8" Sch XH.
64 | 2 | 2 | MB | 08 | FB | XX | L | Field Fab CMMB: 8" Sch XXH | 642-MB-08FB-XX-L | LF | NO | NO |  | 2010 | DIRECT LABOR | Active | Install Chrome Piping .5% - 2% | Install Chrome Piping .5% - 2% Medium Bore |  |  |  |  | 5000 | Piping | 642MB08FBXXL | Direct field labor for Field Fab CMMB: 8" Sch XXH.
64 | 2 | 2 | MB | 10 | 00 | 00 | L | Install Chrome Piping .5% - 2% Medium Bore 10" | 642-MB-1000-00-L | LF | NO | NO |  | 2010 | DIRECT LABOR | Active | Install Chrome Piping .5% - 2% | Install Chrome Piping .5% - 2% Medium Bore |  |  |  |  | 5000 | Piping | 642MB100000L | Summary of Install Chrome Piping .5% - 2% Medium Bore 10" labor costs.
64 | 2 | 2 | MB | 10 | ER | 00 | L | Install Chrome Piping .5% - 2% Medium Bore 10" - Erect | 642-MB-10ER-00-L | LF | NO | NO |  | 2010 | DIRECT LABOR | Active | Install Chrome Piping .5% - 2% | Install Chrome Piping .5% - 2% Medium Bore |  |  |  |  | 5000 | Piping | 642MB10ER00L | Summary of Install Chrome Piping .5% - 2% Medium Bore 10" - Erect labor costs.
64 | 2 | 2 | MB | 10 | ER | ST | L | Erect CMMB: 10" Sch Standard or less | 642-MB-10ER-ST-L | LF | NO | NO |  | 2010 | DIRECT LABOR | Active | Install Chrome Piping .5% - 2% | Install Chrome Piping .5% - 2% Medium Bore |  |  |  |  | 5000 | Piping | 642MB10ERSTL | Direct field labor for Erect CMMB: 10" Sch Standard or less.
64 | 2 | 2 | MB | 10 | ER | XH | L | Erect CMMB: 10" Sch XH | 642-MB-10ER-XH-L | LF | NO | NO |  | 2010 | DIRECT LABOR | Active | Install Chrome Piping .5% - 2% | Install Chrome Piping .5% - 2% Medium Bore |  |  |  |  | 5000 | Piping | 642MB10ERXHL | Direct field labor for Erect CMMB: 10" Sch XH.
64 | 2 | 2 | MB | 10 | ER | XX | L | Erect CMMB: 10" Sch XXH | 642-MB-10ER-XX-L | LF | NO | NO |  | 2010 | DIRECT LABOR | Active | Install Chrome Piping .5% - 2% | Install Chrome Piping .5% - 2% Medium Bore |  |  |  |  | 5000 | Piping | 642MB10ERXXL | Direct field labor for Erect CMMB: 10" Sch XXH.
64 | 2 | 2 | MB | 10 | FB | 00 | L | Install Chrome Piping .5% - 2% Medium Bore 10" - Field Fabricate | 642-MB-10FB-00-L | LF | NO | NO |  | 2010 | DIRECT LABOR | Active | Install Chrome Piping .5% - 2% | Install Chrome Piping .5% - 2% Medium Bore |  |  |  |  | 5000 | Piping | 642MB10FB00L | Summary of Install Chrome Piping .5% - 2% Medium Bore 10" - Field Fabricate labor costs.
64 | 2 | 2 | MB | 10 | FB | ST | L | Field Fab CMMB: 10" Sch Standard or less | 642-MB-10FB-ST-L | LF | NO | NO |  | 2010 | DIRECT LABOR | Active | Install Chrome Piping .5% - 2% | Install Chrome Piping .5% - 2% Medium Bore |  |  |  |  | 5000 | Piping | 642MB10FBSTL | Direct field labor for Field Fab CMMB: 10" Sch Standard or less.
64 | 2 | 2 | MB | 10 | FB | XH | L | Field Fab CMMB: 10" Sch XH | 642-MB-10FB-XH-L | LF | NO | NO |  | 2010 | DIRECT LABOR | Active | Install Chrome Piping .5% - 2% | Install Chrome Piping .5% - 2% Medium Bore |  |  |  |  | 5000 | Piping | 642MB10FBXHL | Direct field labor for Field Fab CMMB: 10" Sch XH.
64 | 2 | 2 | MB | 10 | FB | XX | L | Field Fab CMMB: 10" Sch XXH | 642-MB-10FB-XX-L | LF | NO | NO |  | 2010 | DIRECT LABOR | Active | Install Chrome Piping .5% - 2% | Install Chrome Piping .5% - 2% Medium Bore |  |  |  |  | 5000 | Piping | 642MB10FBXXL | Direct field labor for Field Fab CMMB: 10" Sch XXH.
64 | 2 | 2 | SB | 00 | 00 | 00 | L | Install Chrome Piping .5% - 2% Small Bore | 642-SB-0000-00-L | LF | NO | NO |  | 2010 | DIRECT LABOR | Active | Install Chrome Piping .5% - 2% | Install Chrome Piping .5% - 2% Small Bore |  |  |  |  | 5000 | Piping | 642SB000000L | Summary of Install Chrome Piping .5% - 2% Small Bore labor costs.
64 | 2 | 2 | SB | 05 | 00 | 00 | L | Install Chrome Piping .5% - 2% Small Bore .5" | 642-SB-0500-00-L | LF | NO | NO |  | 2010 | DIRECT LABOR | Active | Install Chrome Piping .5% - 2% | Install Chrome Piping .5% - 2% Small Bore |  |  |  |  | 5000 | Piping | 642SB050000L | Summary of Install Chrome Piping .5% - 2% Small Bore .5" labor costs.
64 | 2 | 2 | SB | 05 | ER | 00 | L | Install Chrome Piping .5% - 2% Small Bore .5" - Erect | 642-SB-05ER-00-L | LF | NO | NO |  | 2010 | DIRECT LABOR | Active | Install Chrome Piping .5% - 2% | Install Chrome Piping .5% - 2% Small Bore |  |  |  |  | 5000 | Piping | 642SB05ER00L | Summary of Install Chrome Piping .5% - 2% Small Bore .5" - Erect labor costs.
64 | 2 | 2 | SB | 05 | ER | ST | L | Erect CMSB: .5" Sch Standard or less | 642-SB-05ER-ST-L | LF | NO | NO |  | 2010 | DIRECT LABOR | Active | Install Chrome Piping .5% - 2% | Install Chrome Piping .5% - 2% Small Bore |  |  |  |  | 5000 | Piping | 642SB05ERSTL | Direct field labor for Erect CMSB: .5" Sch Standard or less.
64 | 2 | 2 | SB | 05 | ER | XH | L | Erect CMSB: .5" Sch XH | 642-SB-05ER-XH-L | LF | NO | NO |  | 2010 | DIRECT LABOR | Active | Install Chrome Piping .5% - 2% | Install Chrome Piping .5% - 2% Small Bore |  |  |  |  | 5000 | Piping | 642SB05ERXHL | Direct field labor for Erect CMSB: .5" Sch XH.
64 | 2 | 2 | SB | 05 | ER | XX | L | Erect CMSB: .5" Sch XXH | 642-SB-05ER-XX-L | LF | NO | NO |  | 2010 | DIRECT LABOR | Active | Install Chrome Piping .5% - 2% | Install Chrome Piping .5% - 2% Small Bore |  |  |  |  | 5000 | Piping | 642SB05ERXXL | Direct field labor for Erect CMSB: .5" Sch XXH.
64 | 2 | 2 | SB | 05 | FB | 00 | L | Install Chrome Piping .5% - 2% Small Bore .5" - Field Fabricate | 642-SB-05FB-00-L | LF | NO | NO |  | 2010 | DIRECT LABOR | Active | Install Chrome Piping .5% - 2% | Install Chrome Piping .5% - 2% Small Bore |  |  |  |  | 5000 | Piping | 642SB05FB00L | Summary of Install Chrome Piping .5% - 2% Small Bore .5" - Field Fabricate labor costs.
64 | 2 | 2 | SB | 05 | FB | ST | L | Field Fab CMSB: .5" Sch Standard or less | 642-SB-05FB-ST-L | LF | NO | NO |  | 2010 | DIRECT LABOR | Active | Install Chrome Piping .5% - 2% | Install Chrome Piping .5% - 2% Small Bore |  |  |  |  | 5000 | Piping | 642SB05FBSTL | Direct field labor for Field Fab CMSB: .5" Sch Standard or less.
64 | 2 | 2 | SB | 05 | FB | XH | L | Field Fab CMSB: .5" Sch XH | 642-SB-05FB-XH-L | LF | NO | NO |  | 2010 | DIRECT LABOR | Active | Install Chrome Piping .5% - 2% | Install Chrome Piping .5% - 2% Small Bore |  |  |  |  | 5000 | Piping | 642SB05FBXHL | Direct field labor for Field Fab CMSB: .5" Sch XH.
64 | 2 | 2 | SB | 05 | FB | XX | L | Field Fab CMSB: .5" Sch XXH | 642-SB-05FB-XX-L | LF | NO | NO |  | 2010 | DIRECT LABOR | Active | Install Chrome Piping .5% - 2% | Install Chrome Piping .5% - 2% Small Bore |  |  |  |  | 5000 | Piping | 642SB05FBXXL | Direct field labor for Field Fab CMSB: .5" Sch XXH.
64 | 2 | 2 | SB | 07 | 00 | 00 | L | Install Chrome Piping .5% - 2% Small Bore .75" | 642-SB-0700-00-L | LF | NO | NO |  | 2010 | DIRECT LABOR | Active | Install Chrome Piping .5% - 2% | Install Chrome Piping .5% - 2% Small Bore |  |  |  |  | 5000 | Piping | 642SB070000L | Summary of Install Chrome Piping .5% - 2% Small Bore .75" labor costs.
64 | 2 | 2 | SB | 07 | ER | 00 | L | Install Chrome Piping .5% - 2% Small Bore .75" - Erect | 642-SB-07ER-00-L | LF | NO | NO |  | 2010 | DIRECT LABOR | Active | Install Chrome Piping .5% - 2% | Install Chrome Piping .5% - 2% Small Bore |  |  |  |  | 5000 | Piping | 642SB07ER00L | Summary of Install Chrome Piping .5% - 2% Small Bore .75" - Erect labor costs.
64 | 2 | 2 | SB | 07 | ER | ST | L | Erect CMSB: .75" Sch Standard or less | 642-SB-07ER-ST-L | LF | NO | NO |  | 2010 | DIRECT LABOR | Active | Install Chrome Piping .5% - 2% | Install Chrome Piping .5% - 2% Small Bore |  |  |  |  | 5000 | Piping | 642SB07ERSTL | Direct field labor for Erect CMSB: .75" Sch Standard or less.
64 | 2 | 2 | SB | 07 | ER | XH | L | Erect CMSB: .75" Sch XH | 642-SB-07ER-XH-L | LF | NO | NO |  | 2010 | DIRECT LABOR | Active | Install Chrome Piping .5% - 2% | Install Chrome Piping .5% - 2% Small Bore |  |  |  |  | 5000 | Piping | 642SB07ERXHL | Direct field labor for Erect CMSB: .75" Sch XH.
64 | 2 | 2 | SB | 07 | ER | XX | L | Erect CMSB: .75" Sch XXH | 642-SB-07ER-XX-L | LF | NO | NO |  | 2010 | DIRECT LABOR | Active | Install Chrome Piping .5% - 2% | Install Chrome Piping .5% - 2% Small Bore |  |  |  |  | 5000 | Piping | 642SB07ERXXL | Direct field labor for Erect CMSB: .75" Sch XXH.
64 | 2 | 2 | SB | 07 | FB | 00 | L | Install Chrome Piping .5% - 2% Small Bore .75" - Field Fabricate | 642-SB-07FB-00-L | LF | NO | NO |  | 2010 | DIRECT LABOR | Active | Install Chrome Piping .5% - 2% | Install Chrome Piping .5% - 2% Small Bore |  |  |  |  | 5000 | Piping | 642SB07FB00L | Summary of Install Chrome Piping .5% - 2% Small Bore .75" - Field Fabricate labor costs.
64 | 2 | 2 | SB | 07 | FB | ST | L | Field Fab CMSB: .75" Sch Standard or less | 642-SB-07FB-ST-L | LF | NO | NO |  | 2010 | DIRECT LABOR | Active | Install Chrome Piping .5% - 2% | Install Chrome Piping .5% - 2% Small Bore |  |  |  |  | 5000 | Piping | 642SB07FBSTL | Direct field labor for Field Fab CMSB: .75" Sch Standard or less.
64 | 2 | 2 | SB | 07 | FB | XH | L | Field Fab CMSB: .75" Sch XH | 642-SB-07FB-XH-L | LF | NO | NO |  | 2010 | DIRECT LABOR | Active | Install Chrome Piping .5% - 2% | Install Chrome Piping .5% - 2% Small Bore |  |  |  |  | 5000 | Piping | 642SB07FBXHL | Direct field labor for Field Fab CMSB: .75" Sch XH.
64 | 2 | 2 | SB | 07 | FB | XX | L | Field Fab CMSB: .75" Sch XXH | 642-SB-07FB-XX-L | LF | NO | NO |  | 2010 | DIRECT LABOR | Active | Install Chrome Piping .5% - 2% | Install Chrome Piping .5% - 2% Small Bore |  |  |  |  | 5000 | Piping | 642SB07FBXXL | Direct field labor for Field Fab CMSB: .75" Sch XXH.
64 | 2 | 2 | SB | 10 | 00 | 00 | L | Install Chrome Piping .5% - 2% Small Bore 1" | 642-SB-1000-00-L | LF | NO | NO |  | 2010 | DIRECT LABOR | Active | Install Chrome Piping .5% - 2% | Install Chrome Piping .5% - 2% Small Bore |  |  |  |  | 5000 | Piping | 642SB100000L | Summary of Install Chrome Piping .5% - 2% Small Bore 1" labor costs.
64 | 2 | 2 | SB | 10 | ER | 00 | L | Install Chrome Piping .5% - 2% Small Bore 1" - Erect | 642-SB-10ER-00-L | LF | NO | NO |  | 2010 | DIRECT LABOR | Active | Install Chrome Piping .5% - 2% | Install Chrome Piping .5% - 2% Small Bore |  |  |  |  | 5000 | Piping | 642SB10ER00L | Summary of Install Chrome Piping .5% - 2% Small Bore 1" - Erect labor costs.
64 | 2 | 2 | SB | 10 | ER | ST | L | Erect CMSB: 1" Sch Standard or less | 642-SB-10ER-ST-L | LF | NO | NO |  | 2010 | DIRECT LABOR | Active | Install Chrome Piping .5% - 2% | Install Chrome Piping .5% - 2% Small Bore |  |  |  |  | 5000 | Piping | 642SB10ERSTL | Direct field labor for Erect CMSB: 1" Sch Standard or less.
64 | 2 | 2 | SB | 10 | ER | XH | L | Erect CMSB: 1" Sch XH | 642-SB-10ER-XH-L | LF | NO | NO |  | 2010 | DIRECT LABOR | Active | Install Chrome Piping .5% - 2% | Install Chrome Piping .5% - 2% Small Bore |  |  |  |  | 5000 | Piping | 642SB10ERXHL | Direct field labor for Erect CMSB: 1" Sch XH.
64 | 2 | 2 | SB | 10 | ER | XX | L | Erect CMSB: 1" Sch XXH | 642-SB-10ER-XX-L | LF | NO | NO |  | 2010 | DIRECT LABOR | Active | Install Chrome Piping .5% - 2% | Install Chrome Piping .5% - 2% Small Bore |  |  |  |  | 5000 | Piping | 642SB10ERXXL | Direct field labor for Erect CMSB: 1" Sch XXH.
64 | 2 | 2 | SB | 10 | FB | 00 | L | Install Chrome Piping .5% - 2% Small Bore 1" - Field Fabricate | 642-SB-10FB-00-L | LF | NO | NO |  | 2010 | DIRECT LABOR | Active | Install Chrome Piping .5% - 2% | Install Chrome Piping .5% - 2% Small Bore |  |  |  |  | 5000 | Piping | 642SB10FB00L | Summary of Install Chrome Piping .5% - 2% Small Bore 1" - Field Fabricate labor costs.
64 | 2 | 2 | SB | 10 | FB | ST | L | Field Fab CMSB: 1" Sch Standard or less | 642-SB-10FB-ST-L | LF | NO | NO |  | 2010 | DIRECT LABOR | Active | Install Chrome Piping .5% - 2% | Install Chrome Piping .5% - 2% Small Bore |  |  |  |  | 5000 | Piping | 642SB10FBSTL | Direct field labor for Field Fab CMSB: 1" Sch Standard or less.
64 | 2 | 2 | SB | 10 | FB | XH | L | Field Fab CMSB: 1" Sch XH | 642-SB-10FB-XH-L | LF | NO | NO |  | 2010 | DIRECT LABOR | Active | Install Chrome Piping .5% - 2% | Install Chrome Piping .5% - 2% Small Bore |  |  |  |  | 5000 | Piping | 642SB10FBXHL | Direct field labor for Field Fab CMSB: 1" Sch XH.
64 | 2 | 2 | SB | 10 | FB | XX | L | Field Fab CMSB: 1" Sch XXH | 642-SB-10FB-XX-L | LF | NO | NO |  | 2010 | DIRECT LABOR | Active | Install Chrome Piping .5% - 2% | Install Chrome Piping .5% - 2% Small Bore |  |  |  |  | 5000 | Piping | 642SB10FBXXL | Direct field labor for Field Fab CMSB: 1" Sch XXH.
64 | 2 | 2 | SB | 15 | 00 | 00 | L | Install Chrome Piping .5% - 2% Small Bore 1.5" | 642-SB-1500-00-L | LF | NO | NO |  | 2010 | DIRECT LABOR | Active | Install Chrome Piping .5% - 2% | Install Chrome Piping .5% - 2% Small Bore |  |  |  |  | 5000 | Piping | 642SB150000L | Summary of Install Chrome Piping .5% - 2% Small Bore 1.5" labor costs.
64 | 2 | 2 | SB | 15 | ER | 00 | L | Install Chrome Piping .5% - 2% Small Bore 1.5" - Erect | 642-SB-15ER-00-L | LF | NO | NO |  | 2010 | DIRECT LABOR | Active | Install Chrome Piping .5% - 2% | Install Chrome Piping .5% - 2% Small Bore |  |  |  |  | 5000 | Piping | 642SB15ER00L | Summary of Install Chrome Piping .5% - 2% Small Bore 1.5" - Erect labor costs.
64 | 2 | 2 | SB | 15 | ER | ST | L | Erect CMSB: 1.5" Sch Standard or less | 642-SB-15ER-ST-L | LF | NO | NO |  | 2010 | DIRECT LABOR | Active | Install Chrome Piping .5% - 2% | Install Chrome Piping .5% - 2% Small Bore |  |  |  |  | 5000 | Piping | 642SB15ERSTL | Direct field labor for Erect CMSB: 1.5" Sch Standard or less.
64 | 2 | 2 | SB | 15 | ER | XH | L | Erect CMSB: 1.5" Sch XH | 642-SB-15ER-XH-L | LF | NO | NO |  | 2010 | DIRECT LABOR | Active | Install Chrome Piping .5% - 2% | Install Chrome Piping .5% - 2% Small Bore |  |  |  |  | 5000 | Piping | 642SB15ERXHL | Direct field labor for Erect CMSB: 1.5" Sch XH.
64 | 2 | 2 | SB | 15 | ER | XX | L | Erect CMSB: 1.5" Sch XXH | 642-SB-15ER-XX-L | LF | NO | NO |  | 2010 | DIRECT LABOR | Active | Install Chrome Piping .5% - 2% | Install Chrome Piping .5% - 2% Small Bore |  |  |  |  | 5000 | Piping | 642SB15ERXXL | Direct field labor for Erect CMSB: 1.5" Sch XXH.
64 | 2 | 2 | SB | 15 | FB | 00 | L | Install Chrome Piping .5% - 2% Small Bore 1.5" - Field Fabricate | 642-SB-15FB-00-L | LF | NO | NO |  | 2010 | DIRECT LABOR | Active | Install Chrome Piping .5% - 2% | Install Chrome Piping .5% - 2% Small Bore |  |  |  |  | 5000 | Piping | 642SB15FB00L | Summary of Install Chrome Piping .5% - 2% Small Bore 1.5" - Field Fabricate labor costs.
64 | 2 | 2 | SB | 15 | FB | ST | L | Field Fab CMSB: 1.5" Sch Standard or less | 642-SB-15FB-ST-L | LF | NO | NO |  | 2010 | DIRECT LABOR | Active | Install Chrome Piping .5% - 2% | Install Chrome Piping .5% - 2% Small Bore |  |  |  |  | 5000 | Piping | 642SB15FBSTL | Direct field labor for Field Fab CMSB: 1.5" Sch Standard or less.
64 | 2 | 2 | SB | 15 | FB | XH | L | Field Fab CMSB: 1.5" Sch XH | 642-SB-15FB-XH-L | LF | NO | NO |  | 2010 | DIRECT LABOR | Active | Install Chrome Piping .5% - 2% | Install Chrome Piping .5% - 2% Small Bore |  |  |  |  | 5000 | Piping | 642SB15FBXHL | Direct field labor for Field Fab CMSB: 1.5" Sch XH.
64 | 2 | 2 | SB | 15 | FB | XX | L | Field Fab CMSB: 1.5" Sch XXH | 642-SB-15FB-XX-L | LF | NO | NO |  | 2010 | DIRECT LABOR | Active | Install Chrome Piping .5% - 2% | Install Chrome Piping .5% - 2% Small Bore |  |  |  |  | 5000 | Piping | 642SB15FBXXL | Direct field labor for Field Fab CMSB: 1.5" Sch XXH.
64 | 2 | 2 | SB | 20 | 00 | 00 | L | Install Chrome Piping .5% - 2% Small Bore 2" | 642-SB-2000-00-L | LF | NO | NO |  | 2010 | DIRECT LABOR | Active | Install Chrome Piping .5% - 2% | Install Chrome Piping .5% - 2% Small Bore |  |  |  |  | 5000 | Piping | 642SB200000L | Summary of Install Chrome Piping .5% - 2% Small Bore 2" labor costs.
64 | 2 | 2 | SB | 20 | ER | 00 | L | Install Chrome Piping .5% - 2% Small Bore 2" - Erect | 642-SB-20ER-00-L | LF | NO | NO |  | 2010 | DIRECT LABOR | Active | Install Chrome Piping .5% - 2% | Install Chrome Piping .5% - 2% Small Bore |  |  |  |  | 5000 | Piping | 642SB20ER00L | Summary of Install Chrome Piping .5% - 2% Small Bore 2" - Erect labor costs.
64 | 2 | 2 | SB | 20 | ER | ST | L | Erect CMSB: 2" Sch Standard or less | 642-SB-20ER-ST-L | LF | NO | NO |  | 2010 | DIRECT LABOR | Active | Install Chrome Piping .5% - 2% | Install Chrome Piping .5% - 2% Small Bore |  |  |  |  | 5000 | Piping | 642SB20ERSTL | Direct field labor for Erect CMSB: 2" Sch Standard or less.
64 | 2 | 2 | SB | 20 | ER | XH | L | Erect CMSB: 2" Sch XH | 642-SB-20ER-XH-L | LF | NO | NO |  | 2010 | DIRECT LABOR | Active | Install Chrome Piping .5% - 2% | Install Chrome Piping .5% - 2% Small Bore |  |  |  |  | 5000 | Piping | 642SB20ERXHL | Direct field labor for Erect CMSB: 2" Sch XH.
64 | 2 | 2 | SB | 20 | ER | XX | L | Erect CMSB: 2" Sch XXH | 642-SB-20ER-XX-L | LF | NO | NO |  | 2010 | DIRECT LABOR | Active | Install Chrome Piping .5% - 2% | Install Chrome Piping .5% - 2% Small Bore |  |  |  |  | 5000 | Piping | 642SB20ERXXL | Direct field labor for Erect CMSB: 2" Sch XXH.
64 | 2 | 2 | SB | 20 | FB | 00 | L | Install Chrome Piping .5% - 2% Small Bore 2" - Field Fabricate | 642-SB-20FB-00-L | LF | NO | NO |  | 2010 | DIRECT LABOR | Active | Install Chrome Piping .5% - 2% | Install Chrome Piping .5% - 2% Small Bore |  |  |  |  | 5000 | Piping | 642SB20FB00L | Summary of Install Chrome Piping .5% - 2% Small Bore 2" - Field Fabricate labor costs.
64 | 2 | 2 | SB | 20 | FB | ST | L | Field Fab CMSB: 2" Sch Standard or less | 642-SB-20FB-ST-L | LF | NO | NO |  | 2010 | DIRECT LABOR | Active | Install Chrome Piping .5% - 2% | Install Chrome Piping .5% - 2% Small Bore |  |  |  |  | 5000 | Piping | 642SB20FBSTL | Direct field labor for Field Fab CMSB: 2" Sch Standard or less.
64 | 2 | 2 | SB | 20 | FB | XH | L | Field Fab CMSB: 2" Sch XH | 642-SB-20FB-XH-L | LF | NO | NO |  | 2010 | DIRECT LABOR | Active | Install Chrome Piping .5% - 2% | Install Chrome Piping .5% - 2% Small Bore |  |  |  |  | 5000 | Piping | 642SB20FBXHL | Direct field labor for Field Fab CMSB: 2" Sch XH.
64 | 2 | 2 | SB | 20 | FB | XX | L | Field Fab CMSB: 2" Sch XXH | 642-SB-20FB-XX-L | LF | NO | NO |  | 2010 | DIRECT LABOR | Active | Install Chrome Piping .5% - 2% | Install Chrome Piping .5% - 2% Small Bore |  |  |  |  | 5000 | Piping | 642SB20FBXXL | Direct field labor for Field Fab CMSB: 2" Sch XXH.
64 | 2 | 2 | SB | 25 | 00 | 00 | L | Install Chrome Piping .5% - 2% Small Bore 2.5" | 642-SB-2500-00-L | LF | NO | NO |  | 2010 | DIRECT LABOR | Active | Install Chrome Piping .5% - 2% | Install Chrome Piping .5% - 2% Small Bore |  |  |  |  | 5000 | Piping | 642SB250000L | Summary of Install Chrome Piping .5% - 2% Small Bore 2.5" labor costs.
64 | 2 | 2 | SB | 25 | ER | 00 | L | Install Chrome Piping .5% - 2% Small Bore 2.5" - Erect | 642-SB-25ER-00-L | LF | NO | NO |  | 2010 | DIRECT LABOR | Active | Install Chrome Piping .5% - 2% | Install Chrome Piping .5% - 2% Small Bore |  |  |  |  | 5000 | Piping | 642SB25ER00L | Summary of Install Chrome Piping .5% - 2% Small Bore 2.5" - Erect labor costs.
64 | 2 | 2 | SB | 25 | ER | ST | L | Erect CMSB: 2.5" Sch Standard or less | 642-SB-25ER-ST-L | LF | NO | NO |  | 2010 | DIRECT LABOR | Active | Install Chrome Piping .5% - 2% | Install Chrome Piping .5% - 2% Small Bore |  |  |  |  | 5000 | Piping | 642SB25ERSTL | Direct field labor for Erect CMSB: 2.5" Sch Standard or less.
64 | 2 | 2 | SB | 25 | ER | XH | L | Erect CMSB: 2.5" Sch XH | 642-SB-25ER-XH-L | LF | NO | NO |  | 2010 | DIRECT LABOR | Active | Install Chrome Piping .5% - 2% | Install Chrome Piping .5% - 2% Small Bore |  |  |  |  | 5000 | Piping | 642SB25ERXHL | Direct field labor for Erect CMSB: 2.5" Sch XH.
64 | 2 | 2 | SB | 25 | ER | XX | L | Erect CMSB: 2.5" Sch XXH | 642-SB-25ER-XX-L | LF | NO | NO |  | 2010 | DIRECT LABOR | Active | Install Chrome Piping .5% - 2% | Install Chrome Piping .5% - 2% Small Bore |  |  |  |  | 5000 | Piping | 642SB25ERXXL | Direct field labor for Erect CMSB: 2.5" Sch XXH.
64 | 2 | 2 | SB | 25 | FB | 00 | L | Install Chrome Piping .5% - 2% Small Bore 2.5" - Field Fabricate | 642-SB-25FB-00-L | LF | NO | NO |  | 2010 | DIRECT LABOR | Active | Install Chrome Piping .5% - 2% | Install Chrome Piping .5% - 2% Small Bore |  |  |  |  | 5000 | Piping | 642SB25FB00L | Summary of Install Chrome Piping .5% - 2% Small Bore 2.5" - Field Fabricate labor costs.
64 | 2 | 2 | SB | 25 | FB | ST | L | Field Fab CMSB: 2.5" Sch Standard or less | 642-SB-25FB-ST-L | LF | NO | NO |  | 2010 | DIRECT LABOR | Active | Install Chrome Piping .5% - 2% | Install Chrome Piping .5% - 2% Small Bore |  |  |  |  | 5000 | Piping | 642SB25FBSTL | Direct field labor for Field Fab CMSB: 2.5" Sch Standard or less.
64 | 2 | 2 | SB | 25 | FB | XH | L | Field Fab CMSB: 2.5" Sch XH | 642-SB-25FB-XH-L | LF | NO | NO |  | 2010 | DIRECT LABOR | Active | Install Chrome Piping .5% - 2% | Install Chrome Piping .5% - 2% Small Bore |  |  |  |  | 5000 | Piping | 642SB25FBXHL | Direct field labor for Field Fab CMSB: 2.5" Sch XH.
64 | 2 | 2 | SB | 25 | FB | XX | L | Field Fab CMSB: 2.5" Sch XXH | 642-SB-25FB-XX-L | LF | NO | NO |  | 2010 | DIRECT LABOR | Active | Install Chrome Piping .5% - 2% | Install Chrome Piping .5% - 2% Small Bore |  |  |  |  | 5000 | Piping | 642SB25FBXXL | Direct field labor for Field Fab CMSB: 2.5" Sch XXH.
64 | 2 | 2 | XB | 00 | 00 | 00 | L | Install Chrome Piping .5% - 2% X-tra Large Bore | 642-XB-0000-00-L | LF | NO | NO |  | 2010 | DIRECT LABOR | Active | Install Chrome Piping .5% - 2% | Install Chrome Piping .5% - 2% X-tra Large Bore |  |  |  |  | 5000 | Piping | 642XB000000L | Summary of Install Chrome Piping .5% - 2% X-tra Large Bore labor costs.
64 | 2 | 2 | XB | 30 | 00 | 00 | L | Install Chrome Piping .5% - 2% X-tra Large Bore 30" | 642-XB-3000-00-L | LF | NO | NO |  | 2010 | DIRECT LABOR | Active | Install Chrome Piping .5% - 2% | Install Chrome Piping .5% - 2% X-tra Large Bore |  |  |  |  | 5000 | Piping | 642XB300000L | Summary of Install Chrome Piping .5% - 2% X-tra Large Bore 30" labor costs.
64 | 2 | 2 | XB | 30 | ER | 00 | L | Install Chrome Piping .5% - 2% X-tra Large Bore 30" - Erect | 642-XB-30ER-00-L | LF | NO | NO |  | 2010 | DIRECT LABOR | Active | Install Chrome Piping .5% - 2% | Install Chrome Piping .5% - 2% X-tra Large Bore |  |  |  |  | 5000 | Piping | 642XB30ER00L | Summary of Install Chrome Piping .5% - 2% X-tra Large Bore 30" - Erect labor costs.
64 | 2 | 2 | XB | 30 | ER | ST | L | Erect CMXB: 30" Sch Standard or less | 642-XB-30ER-ST-L | LF | NO | NO |  | 2010 | DIRECT LABOR | Active | Install Chrome Piping .5% - 2% | Install Chrome Piping .5% - 2% X-tra Large Bore |  |  |  |  | 5000 | Piping | 642XB30ERSTL | Direct field labor for Erect CMXB: 30" Sch Standard or less.
64 | 2 | 2 | XB | 30 | ER | XH | L | Erect CMXB: 30" Sch XH | 642-XB-30ER-XH-L | LF | NO | NO |  | 2010 | DIRECT LABOR | Active | Install Chrome Piping .5% - 2% | Install Chrome Piping .5% - 2% X-tra Large Bore |  |  |  |  | 5000 | Piping | 642XB30ERXHL | Direct field labor for Erect CMXB: 30" Sch XH.
64 | 2 | 2 | XB | 30 | ER | XX | L | Erect CMXB: 30" Sch XXH | 642-XB-30ER-XX-L | LF | NO | NO |  | 2010 | DIRECT LABOR | Active | Install Chrome Piping .5% - 2% | Install Chrome Piping .5% - 2% X-tra Large Bore |  |  |  |  | 5000 | Piping | 642XB30ERXXL | Direct field labor for Erect CMXB: 30" Sch XXH.
64 | 2 | 2 | XB | 30 | FB | 00 | L | Install Chrome Piping .5% - 2% X-tra Large Bore 30" - Field Fabricate | 642-XB-30FB-00-L | LF | NO | NO |  | 2010 | DIRECT LABOR | Active | Install Chrome Piping .5% - 2% | Install Chrome Piping .5% - 2% X-tra Large Bore |  |  |  |  | 5000 | Piping | 642XB30FB00L | Summary of Install Chrome Piping .5% - 2% X-tra Large Bore 30" - Field Fabricate labor costs.
64 | 2 | 2 | XB | 30 | FB | ST | L | Field Fab CMXB: 30" Sch Standard or less | 642-XB-30FB-ST-L | LF | NO | NO |  | 2010 | DIRECT LABOR | Active | Install Chrome Piping .5% - 2% | Install Chrome Piping .5% - 2% X-tra Large Bore |  |  |  |  | 5000 | Piping | 642XB30FBSTL | Direct field labor for Field Fab CMXB: 30" Sch Standard or less.
64 | 2 | 2 | XB | 30 | FB | XH | L | Field Fab CMXB: 30" Sch XH | 642-XB-30FB-XH-L | LF | NO | NO |  | 2010 | DIRECT LABOR | Active | Install Chrome Piping .5% - 2% | Install Chrome Piping .5% - 2% X-tra Large Bore |  |  |  |  | 5000 | Piping | 642XB30FBXHL | Direct field labor for Field Fab CMXB: 30" Sch XH.
64 | 2 | 2 | XB | 30 | FB | XX | L | Field Fab CMXB: 30" Sch XXH | 642-XB-30FB-XX-L | LF | NO | NO |  | 2010 | DIRECT LABOR | Active | Install Chrome Piping .5% - 2% | Install Chrome Piping .5% - 2% X-tra Large Bore |  |  |  |  | 5000 | Piping | 642XB30FBXXL | Direct field labor for Field Fab CMXB: 30" Sch XXH.
64 | 2 | 2 | XB | 36 | 00 | 00 | L | Install Chrome Piping .5% - 2% X-tra Large Bore 36" | 642-XB-3600-00-L | LF | NO | NO |  | 2010 | DIRECT LABOR | Active | Install Chrome Piping .5% - 2% | Install Chrome Piping .5% - 2% X-tra Large Bore |  |  |  |  | 5000 | Piping | 642XB360000L | Summary of Install Chrome Piping .5% - 2% X-tra Large Bore 36" labor costs.
64 | 2 | 2 | XB | 36 | ER | 00 | L | Install Chrome Piping .5% - 2% X-tra Large Bore 36" - Erect | 642-XB-36ER-00-L | LF | NO | NO |  | 2010 | DIRECT LABOR | Active | Install Chrome Piping .5% - 2% | Install Chrome Piping .5% - 2% X-tra Large Bore |  |  |  |  | 5000 | Piping | 642XB36ER00L | Summary of Install Chrome Piping .5% - 2% X-tra Large Bore 36" - Erect labor costs.
64 | 2 | 2 | XB | 36 | ER | ST | L | Erect CMXB: 36" Sch Standard or less | 642-XB-36ER-ST-L | LF | NO | NO |  | 2010 | DIRECT LABOR | Active | Install Chrome Piping .5% - 2% | Install Chrome Piping .5% - 2% X-tra Large Bore |  |  |  |  | 5000 | Piping | 642XB36ERSTL | Direct field labor for Erect CMXB: 36" Sch Standard or less.
64 | 2 | 2 | XB | 36 | ER | XH | L | Erect CMXB: 36" Sch XH | 642-XB-36ER-XH-L | LF | NO | NO |  | 2010 | DIRECT LABOR | Active | Install Chrome Piping .5% - 2% | Install Chrome Piping .5% - 2% X-tra Large Bore |  |  |  |  | 5000 | Piping | 642XB36ERXHL | Direct field labor for Erect CMXB: 36" Sch XH.
64 | 2 | 2 | XB | 36 | ER | XX | L | Erect CMXB: 36" Sch XXH | 642-XB-36ER-XX-L | LF | NO | NO |  | 2010 | DIRECT LABOR | Active | Install Chrome Piping .5% - 2% | Install Chrome Piping .5% - 2% X-tra Large Bore |  |  |  |  | 5000 | Piping | 642XB36ERXXL | Direct field labor for Erect CMXB: 36" Sch XXH.
64 | 2 | 2 | XB | 36 | FB | 00 | L | Install Chrome Piping .5% - 2% X-tra Large Bore 36" - Field Fabricate | 642-XB-36FB-00-L | LF | NO | NO |  | 2010 | DIRECT LABOR | Active | Install Chrome Piping .5% - 2% | Install Chrome Piping .5% - 2% X-tra Large Bore |  |  |  |  | 5000 | Piping | 642XB36FB00L | Summary of Install Chrome Piping .5% - 2% X-tra Large Bore 36" - Field Fabricate labor costs.
64 | 2 | 2 | XB | 36 | FB | ST | L | Field Fab CMXB: 36" Sch Standard or less | 642-XB-36FB-ST-L | LF | NO | NO |  | 2010 | DIRECT LABOR | Active | Install Chrome Piping .5% - 2% | Install Chrome Piping .5% - 2% X-tra Large Bore |  |  |  |  | 5000 | Piping | 642XB36FBSTL | Direct field labor for Field Fab CMXB: 36" Sch Standard or less.
64 | 2 | 2 | XB | 36 | FB | XH | L | Field Fab CMXB: 36" Sch XH | 642-XB-36FB-XH-L | LF | NO | NO |  | 2010 | DIRECT LABOR | Active | Install Chrome Piping .5% - 2% | Install Chrome Piping .5% - 2% X-tra Large Bore |  |  |  |  | 5000 | Piping | 642XB36FBXHL | Direct field labor for Field Fab CMXB: 36" Sch XH.
64 | 2 | 2 | XB | 36 | FB | XX | L | Field Fab CMXB: 36" Sch XXH | 642-XB-36FB-XX-L | LF | NO | NO |  | 2010 | DIRECT LABOR | Active | Install Chrome Piping .5% - 2% | Install Chrome Piping .5% - 2% X-tra Large Bore |  |  |  |  | 5000 | Piping | 642XB36FBXXL | Direct field labor for Field Fab CMXB: 36" Sch XXH.
64 | 2 | 2 | XB | 42 | 00 | 00 | L | Install Chrome Piping .5% - 2% X-tra Large Bore 42" | 642-XB-4200-00-L | LF | NO | NO |  | 2010 | DIRECT LABOR | Active | Install Chrome Piping .5% - 2% | Install Chrome Piping .5% - 2% X-tra Large Bore |  |  |  |  | 5000 | Piping | 642XB420000L | Summary of Install Chrome Piping .5% - 2% X-tra Large Bore 42" labor costs.
64 | 2 | 2 | XB | 42 | ER | 00 | L | Install Chrome Piping .5% - 2% X-tra Large Bore 42" - Erect | 642-XB-42ER-00-L | LF | NO | NO |  | 2010 | DIRECT LABOR | Active | Install Chrome Piping .5% - 2% | Install Chrome Piping .5% - 2% X-tra Large Bore |  |  |  |  | 5000 | Piping | 642XB42ER00L | Summary of Install Chrome Piping .5% - 2% X-tra Large Bore 42" - Erect labor costs.
64 | 2 | 2 | XB | 42 | ER | ST | L | Erect CMXB: 42" Sch Standard or less | 642-XB-42ER-ST-L | LF | NO | NO |  | 2010 | DIRECT LABOR | Active | Install Chrome Piping .5% - 2% | Install Chrome Piping .5% - 2% X-tra Large Bore |  |  |  |  | 5000 | Piping | 642XB42ERSTL | Direct field labor for Erect CMXB: 42" Sch Standard or less.
64 | 2 | 2 | XB | 42 | ER | XH | L | Erect CMXB: 42" Sch XH | 642-XB-42ER-XH-L | LF | NO | NO |  | 2010 | DIRECT LABOR | Active | Install Chrome Piping .5% - 2% | Install Chrome Piping .5% - 2% X-tra Large Bore |  |  |  |  | 5000 | Piping | 642XB42ERXHL | Direct field labor for Erect CMXB: 42" Sch XH.
64 | 2 | 2 | XB | 42 | ER | XX | L | Erect CMXB: 42" Sch XXH | 642-XB-42ER-XX-L | LF | NO | NO |  | 2010 | DIRECT LABOR | Active | Install Chrome Piping .5% - 2% | Install Chrome Piping .5% - 2% X-tra Large Bore |  |  |  |  | 5000 | Piping | 642XB42ERXXL | Direct field labor for Erect CMXB: 42" Sch XXH.
64 | 2 | 2 | XB | 42 | FB | 00 | L | Install Chrome Piping .5% - 2% X-tra Large Bore 42" - Field Fabricate | 642-XB-42FB-00-L | LF | NO | NO |  | 2010 | DIRECT LABOR | Active | Install Chrome Piping .5% - 2% | Install Chrome Piping .5% - 2% X-tra Large Bore |  |  |  |  | 5000 | Piping | 642XB42FB00L | Summary of Install Chrome Piping .5% - 2% X-tra Large Bore 42" - Field Fabricate labor costs.
64 | 2 | 2 | XB | 42 | FB | ST | L | Field Fab CMXB: 42" Sch Standard or less | 642-XB-42FB-ST-L | LF | NO | NO |  | 2010 | DIRECT LABOR | Active | Install Chrome Piping .5% - 2% | Install Chrome Piping .5% - 2% X-tra Large Bore |  |  |  |  | 5000 | Piping | 642XB42FBSTL | Direct field labor for Field Fab CMXB: 42" Sch Standard or less.
64 | 2 | 2 | XB | 42 | FB | XH | L | Field Fab CMXB: 42" Sch XH | 642-XB-42FB-XH-L | LF | NO | NO |  | 2010 | DIRECT LABOR | Active | Install Chrome Piping .5% - 2% | Install Chrome Piping .5% - 2% X-tra Large Bore |  |  |  |  | 5000 | Piping | 642XB42FBXHL | Direct field labor for Field Fab CMXB: 42" Sch XH.
64 | 2 | 2 | XB | 42 | FB | XX | L | Field Fab CMXB: 42" Sch XXH | 642-XB-42FB-XX-L | LF | NO | NO |  | 2010 | DIRECT LABOR | Active | Install Chrome Piping .5% - 2% | Install Chrome Piping .5% - 2% X-tra Large Bore |  |  |  |  | 5000 | Piping | 642XB42FBXXL | Direct field labor for Field Fab CMXB: 42" Sch XXH.
64 | 2 | 2 | XB | 48 | 00 | 00 | L | Install Chrome Piping .5% - 2% X-tra Large Bore 48" | 642-XB-4800-00-L | LF | NO | NO |  | 2010 | DIRECT LABOR | Active | Install Chrome Piping .5% - 2% | Install Chrome Piping .5% - 2% X-tra Large Bore |  |  |  |  | 5000 | Piping | 642XB480000L | Summary of Install Chrome Piping .5% - 2% X-tra Large Bore 48" labor costs.
64 | 2 | 2 | XB | 48 | ER | 00 | L | Install Chrome Piping .5% - 2% X-tra Large Bore 48" - Erect | 642-XB-48ER-00-L | LF | NO | NO |  | 2010 | DIRECT LABOR | Active | Install Chrome Piping .5% - 2% | Install Chrome Piping .5% - 2% X-tra Large Bore |  |  |  |  | 5000 | Piping | 642XB48ER00L | Summary of Install Chrome Piping .5% - 2% X-tra Large Bore 48" - Erect labor costs.
64 | 2 | 2 | XB | 48 | ER | ST | L | Erect CMXB: 48" Sch Standard or less | 642-XB-48ER-ST-L | LF | NO | NO |  | 2010 | DIRECT LABOR | Active | Install Chrome Piping .5% - 2% | Install Chrome Piping .5% - 2% X-tra Large Bore |  |  |  |  | 5000 | Piping | 642XB48ERSTL | Direct field labor for Erect CMXB: 48" Sch Standard or less.
64 | 2 | 2 | XB | 48 | ER | XH | L | Erect CMXB: 48" Sch XH | 642-XB-48ER-XH-L | LF | NO | NO |  | 2010 | DIRECT LABOR | Active | Install Chrome Piping .5% - 2% | Install Chrome Piping .5% - 2% X-tra Large Bore |  |  |  |  | 5000 | Piping | 642XB48ERXHL | Direct field labor for Erect CMXB: 48" Sch XH.
64 | 2 | 2 | XB | 48 | ER | XX | L | Erect CMXB: 48" Sch XXH | 642-XB-48ER-XX-L | LF | NO | NO |  | 2010 | DIRECT LABOR | Active | Install Chrome Piping .5% - 2% | Install Chrome Piping .5% - 2% X-tra Large Bore |  |  |  |  | 5000 | Piping | 642XB48ERXXL | Direct field labor for Erect CMXB: 48" Sch XXH.
64 | 2 | 2 | XB | 48 | FB | 00 | L | Install Chrome Piping .5% - 2% X-tra Large Bore 48" - Field Fabricate | 642-XB-48FB-00-L | LF | NO | NO |  | 2010 | DIRECT LABOR | Active | Install Chrome Piping .5% - 2% | Install Chrome Piping .5% - 2% X-tra Large Bore |  |  |  |  | 5000 | Piping | 642XB48FB00L | Summary of Install Chrome Piping .5% - 2% X-tra Large Bore 48" - Field Fabricate labor costs.
64 | 2 | 2 | XB | 48 | FB | ST | L | Field Fab CMXB: 48" Sch Standard or less | 642-XB-48FB-ST-L | LF | NO | NO |  | 2010 | DIRECT LABOR | Active | Install Chrome Piping .5% - 2% | Install Chrome Piping .5% - 2% X-tra Large Bore |  |  |  |  | 5000 | Piping | 642XB48FBSTL | Direct field labor for Field Fab CMXB: 48" Sch Standard or less.
64 | 2 | 2 | XB | 48 | FB | XH | L | Field Fab CMXB: 48" Sch XH | 642-XB-48FB-XH-L | LF | NO | NO |  | 2010 | DIRECT LABOR | Active | Install Chrome Piping .5% - 2% | Install Chrome Piping .5% - 2% X-tra Large Bore |  |  |  |  | 5000 | Piping | 642XB48FBXHL | Direct field labor for Field Fab CMXB: 48" Sch XH.
64 | 2 | 2 | XB | 48 | FB | XX | L | Field Fab CMXB: 48" Sch XXH | 642-XB-48FB-XX-L | LF | NO | NO |  | 2010 | DIRECT LABOR | Active | Install Chrome Piping .5% - 2% | Install Chrome Piping .5% - 2% X-tra Large Bore |  |  |  |  | 5000 | Piping | 642XB48FBXXL | Direct field labor for Field Fab CMXB: 48" Sch XXH.
64 | 2 | 2 | XB | 54 | 00 | 00 | L | Install Chrome Piping .5% - 2% X-tra Large Bore 54" | 642-XB-5400-00-L | LF | NO | NO |  | 2010 | DIRECT LABOR | Active | Install Chrome Piping .5% - 2% | Install Chrome Piping .5% - 2% X-tra Large Bore |  |  |  |  | 5000 | Piping | 642XB540000L | Summary of Install Chrome Piping .5% - 2% X-tra Large Bore 54" labor costs.
64 | 2 | 2 | XB | 54 | ER | 00 | L | Install Chrome Piping .5% - 2% X-tra Large Bore 54" - Erect | 642-XB-54ER-00-L | LF | NO | NO |  | 2010 | DIRECT LABOR | Active | Install Chrome Piping .5% - 2% | Install Chrome Piping .5% - 2% X-tra Large Bore |  |  |  |  | 5000 | Piping | 642XB54ER00L | Summary of Install Chrome Piping .5% - 2% X-tra Large Bore 54" - Erect labor costs.
64 | 2 | 2 | XB | 54 | ER | ST | L | Erect CMXB: 54" Sch Standard or less | 642-XB-54ER-ST-L | LF | NO | NO |  | 2010 | DIRECT LABOR | Active | Install Chrome Piping .5% - 2% | Install Chrome Piping .5% - 2% X-tra Large Bore |  |  |  |  | 5000 | Piping | 642XB54ERSTL | Direct field labor for Erect CMXB: 54" Sch Standard or less.
64 | 2 | 2 | XB | 54 | ER | XH | L | Erect CMXB: 54" Sch XH | 642-XB-54ER-XH-L | LF | NO | NO |  | 2010 | DIRECT LABOR | Active | Install Chrome Piping .5% - 2% | Install Chrome Piping .5% - 2% X-tra Large Bore |  |  |  |  | 5000 | Piping | 642XB54ERXHL | Direct field labor for Erect CMXB: 54" Sch XH.
64 | 2 | 2 | XB | 54 | ER | XX | L | Erect CMXB: 54" Sch XXH | 642-XB-54ER-XX-L | LF | NO | NO |  | 2010 | DIRECT LABOR | Active | Install Chrome Piping .5% - 2% | Install Chrome Piping .5% - 2% X-tra Large Bore |  |  |  |  | 5000 | Piping | 642XB54ERXXL | Direct field labor for Erect CMXB: 54" Sch XXH.
64 | 2 | 2 | XB | 54 | FB | 00 | L | Install Chrome Piping .5% - 2% X-tra Large Bore 54" - Field Fabricate | 642-XB-54FB-00-L | LF | NO | NO |  | 2010 | DIRECT LABOR | Active | Install Chrome Piping .5% - 2% | Install Chrome Piping .5% - 2% X-tra Large Bore |  |  |  |  | 5000 | Piping | 642XB54FB00L | Summary of Install Chrome Piping .5% - 2% X-tra Large Bore 54" - Field Fabricate labor costs.
64 | 2 | 2 | XB | 54 | FB | ST | L | Field Fab CMXB: 54" Sch Standard or less | 642-XB-54FB-ST-L | LF | NO | NO |  | 2010 | DIRECT LABOR | Active | Install Chrome Piping .5% - 2% | Install Chrome Piping .5% - 2% X-tra Large Bore |  |  |  |  | 5000 | Piping | 642XB54FBSTL | Direct field labor for Field Fab CMXB: 54" Sch Standard or less.
64 | 2 | 2 | XB | 54 | FB | XH | L | Field Fab CMXB: 54" Sch XH | 642-XB-54FB-XH-L | LF | NO | NO |  | 2010 | DIRECT LABOR | Active | Install Chrome Piping .5% - 2% | Install Chrome Piping .5% - 2% X-tra Large Bore |  |  |  |  | 5000 | Piping | 642XB54FBXHL | Direct field labor for Field Fab CMXB: 54" Sch XH.
64 | 2 | 2 | XB | 54 | FB | XX | L | Field Fab CMXB: 54" Sch XXH | 642-XB-54FB-XX-L | LF | NO | NO |  | 2010 | DIRECT LABOR | Active | Install Chrome Piping .5% - 2% | Install Chrome Piping .5% - 2% X-tra Large Bore |  |  |  |  | 5000 | Piping | 642XB54FBXXL | Direct field labor for Field Fab CMXB: 54" Sch XXH.
64 | 3 | 2 | XB | 60 | 00 | 00 | L | Install Chrome Piping .5% - 2% X-tra Large Bore 60" | 642-XB-6000-00-L | LF | NO | NO |  | 2010 | DIRECT LABOR | Active | Install Chrome Piping .5% - 2% | Install Chrome Piping .5% - 2% X-tra Large Bore |  |  |  |  | 5000 | Piping | 642XB600000L | Summary of Install Chrome Piping .5% - 2% X-tra Large Bore 60" labor costs.
64 | 3 | 2 | XB | 60 | ER | 00 | L | Install Chrome Piping .5% - 2% X-tra Large Bore 60" - Erect | 642-XB-60ER-00-L | LF | NO | NO |  | 2010 | DIRECT LABOR | Active | Install Chrome Piping .5% - 2% | Install Chrome Piping .5% - 2% X-tra Large Bore |  |  |  |  | 5000 | Piping | 642XB60ER00L | Summary of Install Chrome Piping .5% - 2% X-tra Large Bore 60" - Erect labor costs.
64 | 3 | 2 | XB | 60 | ER | ST | L | Erect CMXB: 60" Sch Standard or less | 642-XB-60ER-ST-L | LF | NO | NO |  | 2010 | DIRECT LABOR | Active | Install Chrome Piping .5% - 2% | Install Chrome Piping .5% - 2% X-tra Large Bore |  |  |  |  | 5000 | Piping | 642XB60ERSTL | Direct field labor for Erect CMXB: 60" Sch Standard or less.
64 | 3 | 2 | XB | 60 | ER | XH | L | Erect CMXB: 60" Sch XH | 642-XB-60ER-XH-L | LF | NO | NO |  | 2010 | DIRECT LABOR | Active | Install Chrome Piping .5% - 2% | Install Chrome Piping .5% - 2% X-tra Large Bore |  |  |  |  | 5000 | Piping | 642XB60ERXHL | Direct field labor for Erect CMXB: 60" Sch XH.
64 | 3 | 2 | XB | 60 | ER | XX | L | Erect CMXB: 60" Sch XXH | 642-XB-60ER-XX-L | LF | NO | NO |  | 2010 | DIRECT LABOR | Active | Install Chrome Piping .5% - 2% | Install Chrome Piping .5% - 2% X-tra Large Bore |  |  |  |  | 5000 | Piping | 642XB60ERXXL | Direct field labor for Erect CMXB: 60" Sch XXH.
64 | 3 | 2 | XB | 60 | FB | 00 | L | Install Chrome Piping .5% - 2% X-tra Large Bore 60" - Field Fabricate | 642-XB-60FB-00-L | LF | NO | NO |  | 2010 | DIRECT LABOR | Active | Install Chrome Piping .5% - 2% | Install Chrome Piping .5% - 2% X-tra Large Bore |  |  |  |  | 5000 | Piping | 642XB60FB00L | Summary of Install Chrome Piping .5% - 2% X-tra Large Bore 60" - Field Fabricate labor costs.
64 | 3 | 2 | XB | 60 | FB | ST | L | Field Fab CMXB: 60" Sch Standard or less | 642-XB-60FB-ST-L | LF | NO | NO |  | 2010 | DIRECT LABOR | Active | Install Chrome Piping .5% - 2% | Install Chrome Piping .5% - 2% X-tra Large Bore |  |  |  |  | 5000 | Piping | 642XB60FBSTL | Direct field labor for Field Fab CMXB: 60" Sch Standard or less.
64 | 3 | 2 | XB | 60 | FB | XH | L | Field Fab CMXB: 60" Sch XH | 642-XB-60FB-XH-L | LF | NO | NO |  | 2010 | DIRECT LABOR | Active | Install Chrome Piping .5% - 2% | Install Chrome Piping .5% - 2% X-tra Large Bore |  |  |  |  | 5000 | Piping | 642XB60FBXHL | Direct field labor for Field Fab CMXB: 60" Sch XH.
64 | 3 | 2 | XB | 60 | FB | XX | L | Field Fab CMXB: 60" Sch XXH | 642-XB-60FB-XX-L | LF | NO | NO |  | 2010 | DIRECT LABOR | Active | Install Chrome Piping .5% - 2% | Install Chrome Piping .5% - 2% X-tra Large Bore |  |  |  |  | 5000 | Piping | 642XB60FBXXL | Direct field labor for Field Fab CMXB: 60" Sch XXH.
64 | 3 | 3 | 00 | 00 | 00 | 00 | 0 | Install Chrome Piping 2% - 6% | 643-00-0000-00-0 | LF | YES | YES | Bulks | 2010 | DIRECT LABOR | Active | Install Chrome Piping 2% - 6% | Summary |  |  |  |  | 5000 | Piping | 643000000000 | Top-level summary of all Install Chrome Piping 2% - 6% costs.
64 | 3 | 3 | LB | 00 | 00 | 00 | L | Install Chrome Piping 2% - 6% Large Bore | 643-LB-0000-00-L | LF | NO | NO |  | 2010 | DIRECT LABOR | Active | Install Chrome Piping 2% - 6% | Install Chrome Piping 2% - 6% Large Bore |  |  |  |  | 5000 | Piping | 643LB000000L | Summary of Install Chrome Piping 2% - 6% Large Bore labor costs.
64 | 3 | 3 | LB | 12 | 00 | 00 | L | Install Chrome Piping 2% - 6% Large Bore 12" | 643-LB-1200-00-L | LF | NO | NO |  | 2010 | DIRECT LABOR | Active | Install Chrome Piping 2% - 6% | Install Chrome Piping 2% - 6% Large Bore |  |  |  |  | 5000 | Piping | 643LB120000L | Summary of Install Chrome Piping 2% - 6% Large Bore 12" labor costs.
64 | 3 | 3 | LB | 12 | ER | 00 | L | Install Chrome Piping 2% - 6% Large Bore 12" - Erect | 643-LB-12ER-00-L | LF | NO | NO |  | 2010 | DIRECT LABOR | Active | Install Chrome Piping 2% - 6% | Install Chrome Piping 2% - 6% Large Bore |  |  |  |  | 5000 | Piping | 643LB12ER00L | Summary of Install Chrome Piping 2% - 6% Large Bore 12" - Erect labor costs.
64 | 3 | 3 | LB | 12 | ER | ST | L | Erect CM6LB: 12" Sch Standard or less | 643-LB-12ER-ST-L | LF | NO | NO |  | 2010 | DIRECT LABOR | Active | Install Chrome Piping 2% - 6% | Install Chrome Piping 2% - 6% Large Bore |  |  |  |  | 5000 | Piping | 643LB12ERSTL | Direct field labor for Erect CMLB: 12" Sch Standard or less.
64 | 3 | 3 | LB | 12 | ER | XH | L | Erect CM6LB: 12" Sch XH | 643-LB-12ER-XH-L | LF | NO | NO |  | 2010 | DIRECT LABOR | Active | Install Chrome Piping 2% - 6% | Install Chrome Piping 2% - 6% Large Bore |  |  |  |  | 5000 | Piping | 643LB12ERXHL | Direct field labor for Erect CMLB: 12" Sch XH.
64 | 3 | 3 | LB | 12 | ER | XX | L | Erect CM6LB: 12" Sch XXH | 643-LB-12ER-XX-L | LF | NO | NO |  | 2010 | DIRECT LABOR | Active | Install Chrome Piping 2% - 6% | Install Chrome Piping 2% - 6% Large Bore |  |  |  |  | 5000 | Piping | 643LB12ERXXL | Direct field labor for Erect CMLB: 12" Sch XXH.
64 | 3 | 3 | LB | 12 | FB | 00 | L | Install Chrome Piping 2% - 6% Large Bore 12" - Field Fabricate | 643-LB-12FB-00-L | LF | NO | NO |  | 2010 | DIRECT LABOR | Active | Install Chrome Piping 2% - 6% | Install Chrome Piping 2% - 6% Large Bore |  |  |  |  | 5000 | Piping | 643LB12FB00L | Summary of Install Chrome Piping 2% - 6% Large Bore 12" - Field Fabricate labor costs.
64 | 3 | 3 | LB | 12 | FB | ST | L | Field Fab CM6LB: 12" Sch Standard or less | 643-LB-12FB-ST-L | LF | NO | NO |  | 2010 | DIRECT LABOR | Active | Install Chrome Piping 2% - 6% | Install Chrome Piping 2% - 6% Large Bore |  |  |  |  | 5000 | Piping | 643LB12FBSTL | Direct field labor for Field Fab CMLB: 12" Sch Standard or less.
64 | 3 | 3 | LB | 12 | FB | XH | L | Field Fab CM6LB: 12" Sch XH | 643-LB-12FB-XH-L | LF | NO | NO |  | 2010 | DIRECT LABOR | Active | Install Chrome Piping 2% - 6% | Install Chrome Piping 2% - 6% Large Bore |  |  |  |  | 5000 | Piping | 643LB12FBXHL | Direct field labor for Field Fab CMLB: 12" Sch XH.
64 | 3 | 3 | LB | 12 | FB | XX | L | Field Fab CM6LB: 12" Sch XXH | 643-LB-12FB-XX-L | LF | NO | NO |  | 2010 | DIRECT LABOR | Active | Install Chrome Piping 2% - 6% | Install Chrome Piping 2% - 6% Large Bore |  |  |  |  | 5000 | Piping | 643LB12FBXXL | Direct field labor for Field Fab CMLB: 12" Sch XXH.
64 | 3 | 3 | LB | 14 | 00 | 00 | L | Install Chrome Piping 2% - 6% Large Bore 14" | 643-LB-1400-00-L | LF | NO | NO |  | 2010 | DIRECT LABOR | Active | Install Chrome Piping 2% - 6% | Install Chrome Piping 2% - 6% Large Bore |  |  |  |  | 5000 | Piping | 643LB140000L | Summary of Install Chrome Piping 2% - 6% Large Bore 14" labor costs.
64 | 3 | 3 | LB | 14 | ER | 00 | L | Install Chrome Piping 2% - 6% Large Bore 14" - Erect | 643-LB-14ER-00-L | LF | NO | NO |  | 2010 | DIRECT LABOR | Active | Install Chrome Piping 2% - 6% | Install Chrome Piping 2% - 6% Large Bore |  |  |  |  | 5000 | Piping | 643LB14ER00L | Summary of Install Chrome Piping 2% - 6% Large Bore 14" - Erect labor costs.
64 | 3 | 3 | LB | 14 | ER | ST | L | Erect CM6LB: 14" Sch Standard or less | 643-LB-14ER-ST-L | LF | NO | NO |  | 2010 | DIRECT LABOR | Active | Install Chrome Piping 2% - 6% | Install Chrome Piping 2% - 6% Large Bore |  |  |  |  | 5000 | Piping | 643LB14ERSTL | Direct field labor for Erect CMLB: 14" Sch Standard or less.
64 | 3 | 3 | LB | 14 | ER | XH | L | Erect CM6LB: 14" Sch XH | 643-LB-14ER-XH-L | LF | NO | NO |  | 2010 | DIRECT LABOR | Active | Install Chrome Piping 2% - 6% | Install Chrome Piping 2% - 6% Large Bore |  |  |  |  | 5000 | Piping | 643LB14ERXHL | Direct field labor for Erect CMLB: 14" Sch XH.
64 | 3 | 3 | LB | 14 | ER | XX | L | Erect CM6LB: 14" Sch XXH | 643-LB-14ER-XX-L | LF | NO | NO |  | 2010 | DIRECT LABOR | Active | Install Chrome Piping 2% - 6% | Install Chrome Piping 2% - 6% Large Bore |  |  |  |  | 5000 | Piping | 643LB14ERXXL | Direct field labor for Erect CMLB: 14" Sch XXH.
64 | 3 | 3 | LB | 14 | FB | 00 | L | Install Chrome Piping 2% - 6% Large Bore 14" - Field Fabricate | 643-LB-14FB-00-L | LF | NO | NO |  | 2010 | DIRECT LABOR | Active | Install Chrome Piping 2% - 6% | Install Chrome Piping 2% - 6% Large Bore |  |  |  |  | 5000 | Piping | 643LB14FB00L | Summary of Install Chrome Piping 2% - 6% Large Bore 14" - Field Fabricate labor costs.
64 | 3 | 3 | LB | 14 | FB | ST | L | Field Fab CM6LB: 14" Sch Standard or less | 643-LB-14FB-ST-L | LF | NO | NO |  | 2010 | DIRECT LABOR | Active | Install Chrome Piping 2% - 6% | Install Chrome Piping 2% - 6% Large Bore |  |  |  |  | 5000 | Piping | 643LB14FBSTL | Direct field labor for Field Fab CMLB: 14" Sch Standard or less.
64 | 3 | 3 | LB | 14 | FB | XH | L | Field Fab CM6LB: 14" Sch XH | 643-LB-14FB-XH-L | LF | NO | NO |  | 2010 | DIRECT LABOR | Active | Install Chrome Piping 2% - 6% | Install Chrome Piping 2% - 6% Large Bore |  |  |  |  | 5000 | Piping | 643LB14FBXHL | Direct field labor for Field Fab CMLB: 14" Sch XH.
64 | 3 | 3 | LB | 14 | FB | XX | L | Field Fab CM6LB: 14" Sch XXH | 643-LB-14FB-XX-L | LF | NO | NO |  | 2010 | DIRECT LABOR | Active | Install Chrome Piping 2% - 6% | Install Chrome Piping 2% - 6% Large Bore |  |  |  |  | 5000 | Piping | 643LB14FBXXL | Direct field labor for Field Fab CMLB: 14" Sch XXH.
64 | 3 | 3 | LB | 16 | 00 | 00 | L | Install Chrome Piping 2% - 6% Large Bore 16" | 643-LB-1600-00-L | LF | NO | NO |  | 2010 | DIRECT LABOR | Active | Install Chrome Piping 2% - 6% | Install Chrome Piping 2% - 6% Large Bore |  |  |  |  | 5000 | Piping | 643LB160000L | Summary of Install Chrome Piping 2% - 6% Large Bore 16" labor costs.
64 | 3 | 3 | LB | 16 | ER | 00 | L | Install Chrome Piping 2% - 6% Large Bore 16" - Erect | 643-LB-16ER-00-L | LF | NO | NO |  | 2010 | DIRECT LABOR | Active | Install Chrome Piping 2% - 6% | Install Chrome Piping 2% - 6% Large Bore |  |  |  |  | 5000 | Piping | 643LB16ER00L | Summary of Install Chrome Piping 2% - 6% Large Bore 16" - Erect labor costs.
64 | 3 | 3 | LB | 16 | ER | ST | L | Erect CM6LB: 16" Sch Standard or less | 643-LB-16ER-ST-L | LF | NO | NO |  | 2010 | DIRECT LABOR | Active | Install Chrome Piping 2% - 6% | Install Chrome Piping 2% - 6% Large Bore |  |  |  |  | 5000 | Piping | 643LB16ERSTL | Direct field labor for Erect CMLB: 16" Sch Standard or less.
64 | 3 | 3 | LB | 16 | ER | XH | L | Erect CM6LB: 16" Sch XH | 643-LB-16ER-XH-L | LF | NO | NO |  | 2010 | DIRECT LABOR | Active | Install Chrome Piping 2% - 6% | Install Chrome Piping 2% - 6% Large Bore |  |  |  |  | 5000 | Piping | 643LB16ERXHL | Direct field labor for Erect CMLB: 16" Sch XH.
64 | 3 | 3 | LB | 16 | ER | XX | L | Erect CM6LB: 16" Sch XXH | 643-LB-16ER-XX-L | LF | NO | NO |  | 2010 | DIRECT LABOR | Active | Install Chrome Piping 2% - 6% | Install Chrome Piping 2% - 6% Large Bore |  |  |  |  | 5000 | Piping | 643LB16ERXXL | Direct field labor for Erect CMLB: 16" Sch XXH.
64 | 3 | 3 | LB | 16 | FB | 00 | L | Install Chrome Piping 2% - 6% Large Bore 16" - Field Fabricate | 643-LB-16FB-00-L | LF | NO | NO |  | 2010 | DIRECT LABOR | Active | Install Chrome Piping 2% - 6% | Install Chrome Piping 2% - 6% Large Bore |  |  |  |  | 5000 | Piping | 643LB16FB00L | Summary of Install Chrome Piping 2% - 6% Large Bore 16" - Field Fabricate labor costs.
64 | 3 | 3 | LB | 16 | FB | ST | L | Field Fab CM6LB: 16" Sch Standard or less | 643-LB-16FB-ST-L | LF | NO | NO |  | 2010 | DIRECT LABOR | Active | Install Chrome Piping 2% - 6% | Install Chrome Piping 2% - 6% Large Bore |  |  |  |  | 5000 | Piping | 643LB16FBSTL | Direct field labor for Field Fab CMLB: 16" Sch Standard or less.
64 | 3 | 3 | LB | 16 | FB | XH | L | Field Fab CM6LB: 16" Sch XH | 643-LB-16FB-XH-L | LF | NO | NO |  | 2010 | DIRECT LABOR | Active | Install Chrome Piping 2% - 6% | Install Chrome Piping 2% - 6% Large Bore |  |  |  |  | 5000 | Piping | 643LB16FBXHL | Direct field labor for Field Fab CMLB: 16" Sch XH.
64 | 3 | 3 | LB | 16 | FB | XX | L | Field Fab CM6LB: 16" Sch XXH | 643-LB-16FB-XX-L | LF | NO | NO |  | 2010 | DIRECT LABOR | Active | Install Chrome Piping 2% - 6% | Install Chrome Piping 2% - 6% Large Bore |  |  |  |  | 5000 | Piping | 643LB16FBXXL | Direct field labor for Field Fab CMLB: 16" Sch XXH.
64 | 3 | 3 | LB | 18 | 00 | 00 | L | Install Chrome Piping 2% - 6% Large Bore 18" | 643-LB-1800-00-L | LF | NO | NO |  | 2010 | DIRECT LABOR | Active | Install Chrome Piping 2% - 6% | Install Chrome Piping 2% - 6% Large Bore |  |  |  |  | 5000 | Piping | 643LB180000L | Summary of Install Chrome Piping 2% - 6% Large Bore 18" labor costs.
64 | 3 | 3 | LB | 18 | ER | 00 | L | Install Chrome Piping 2% - 6% Large Bore 18" - Erect | 643-LB-18ER-00-L | LF | NO | NO |  | 2010 | DIRECT LABOR | Active | Install Chrome Piping 2% - 6% | Install Chrome Piping 2% - 6% Large Bore |  |  |  |  | 5000 | Piping | 643LB18ER00L | Summary of Install Chrome Piping 2% - 6% Large Bore 18" - Erect labor costs.
64 | 3 | 3 | LB | 18 | ER | ST | L | Erect CM6LB: 18" Sch Standard or less | 643-LB-18ER-ST-L | LF | NO | NO |  | 2010 | DIRECT LABOR | Active | Install Chrome Piping 2% - 6% | Install Chrome Piping 2% - 6% Large Bore |  |  |  |  | 5000 | Piping | 643LB18ERSTL | Direct field labor for Erect CMLB: 18" Sch Standard or less.
64 | 3 | 3 | LB | 18 | ER | XH | L | Erect CM6LB: 18" Sch XH | 643-LB-18ER-XH-L | LF | NO | NO |  | 2010 | DIRECT LABOR | Active | Install Chrome Piping 2% - 6% | Install Chrome Piping 2% - 6% Large Bore |  |  |  |  | 5000 | Piping | 643LB18ERXHL | Direct field labor for Erect CMLB: 18" Sch XH.
64 | 3 | 3 | LB | 18 | ER | XX | L | Erect CM6LB: 18" Sch XXH | 643-LB-18ER-XX-L | LF | NO | NO |  | 2010 | DIRECT LABOR | Active | Install Chrome Piping 2% - 6% | Install Chrome Piping 2% - 6% Large Bore |  |  |  |  | 5000 | Piping | 643LB18ERXXL | Direct field labor for Erect CMLB: 18" Sch XXH.
64 | 3 | 3 | LB | 18 | FB | 00 | L | Install Chrome Piping 2% - 6% Large Bore 18" - Field Fabricate | 643-LB-18FB-00-L | LF | NO | NO |  | 2010 | DIRECT LABOR | Active | Install Chrome Piping 2% - 6% | Install Chrome Piping 2% - 6% Large Bore |  |  |  |  | 5000 | Piping | 643LB18FB00L | Summary of Install Chrome Piping 2% - 6% Large Bore 18" - Field Fabricate labor costs.
64 | 3 | 3 | LB | 18 | FB | ST | L | Field Fab CM6LB: 18" Sch Standard or less | 643-LB-18FB-ST-L | LF | NO | NO |  | 2010 | DIRECT LABOR | Active | Install Chrome Piping 2% - 6% | Install Chrome Piping 2% - 6% Large Bore |  |  |  |  | 5000 | Piping | 643LB18FBSTL | Direct field labor for Field Fab CMLB: 18" Sch Standard or less.
64 | 3 | 3 | LB | 18 | FB | XH | L | Field Fab CM6LB: 18" Sch XH | 643-LB-18FB-XH-L | LF | NO | NO |  | 2010 | DIRECT LABOR | Active | Install Chrome Piping 2% - 6% | Install Chrome Piping 2% - 6% Large Bore |  |  |  |  | 5000 | Piping | 643LB18FBXHL | Direct field labor for Field Fab CMLB: 18" Sch XH.
64 | 3 | 3 | LB | 18 | FB | XX | L | Field Fab CM6LB: 18" Sch XXH | 643-LB-18FB-XX-L | LF | NO | NO |  | 2010 | DIRECT LABOR | Active | Install Chrome Piping 2% - 6% | Install Chrome Piping 2% - 6% Large Bore |  |  |  |  | 5000 | Piping | 643LB18FBXXL | Direct field labor for Field Fab CMLB: 18" Sch XXH.
64 | 3 | 3 | LB | 20 | 00 | 00 | L | Install Chrome Piping 2% - 6% Large Bore 20" | 643-LB-2000-00-L | LF | NO | NO |  | 2010 | DIRECT LABOR | Active | Install Chrome Piping 2% - 6% | Install Chrome Piping 2% - 6% Large Bore |  |  |  |  | 5000 | Piping | 643LB200000L | Summary of Install Chrome Piping 2% - 6% Large Bore 20" labor costs.
64 | 3 | 3 | LB | 20 | ER | 00 | L | Install Chrome Piping 2% - 6% Large Bore 20" - Erect | 643-LB-20ER-00-L | LF | NO | NO |  | 2010 | DIRECT LABOR | Active | Install Chrome Piping 2% - 6% | Install Chrome Piping 2% - 6% Large Bore |  |  |  |  | 5000 | Piping | 643LB20ER00L | Summary of Install Chrome Piping 2% - 6% Large Bore 20" - Erect labor costs.
64 | 3 | 3 | LB | 20 | ER | ST | L | Erect CM6LB: 20" Sch Standard or less | 643-LB-20ER-ST-L | LF | NO | NO |  | 2010 | DIRECT LABOR | Active | Install Chrome Piping 2% - 6% | Install Chrome Piping 2% - 6% Large Bore |  |  |  |  | 5000 | Piping | 643LB20ERSTL | Direct field labor for Erect CMLB: 20" Sch Standard or less.
64 | 3 | 3 | LB | 20 | ER | XH | L | Erect CM6LB: 20" Sch XH | 643-LB-20ER-XH-L | LF | NO | NO |  | 2010 | DIRECT LABOR | Active | Install Chrome Piping 2% - 6% | Install Chrome Piping 2% - 6% Large Bore |  |  |  |  | 5000 | Piping | 643LB20ERXHL | Direct field labor for Erect CMLB: 20" Sch XH.
64 | 3 | 3 | LB | 20 | ER | XX | L | Erect CM6LB: 20" Sch XXH | 643-LB-20ER-XX-L | LF | NO | NO |  | 2010 | DIRECT LABOR | Active | Install Chrome Piping 2% - 6% | Install Chrome Piping 2% - 6% Large Bore |  |  |  |  | 5000 | Piping | 643LB20ERXXL | Direct field labor for Erect CMLB: 20" Sch XXH.
64 | 3 | 3 | LB | 20 | FB | 00 | L | Install Chrome Piping 2% - 6% Large Bore 20" - Field Fabricate | 643-LB-20FB-00-L | LF | NO | NO |  | 2010 | DIRECT LABOR | Active | Install Chrome Piping 2% - 6% | Install Chrome Piping 2% - 6% Large Bore |  |  |  |  | 5000 | Piping | 643LB20FB00L | Summary of Install Chrome Piping 2% - 6% Large Bore 20" - Field Fabricate labor costs.
64 | 3 | 3 | LB | 20 | FB | ST | L | Field Fab CM6LB: 20" Sch Standard or less | 643-LB-20FB-ST-L | LF | NO | NO |  | 2010 | DIRECT LABOR | Active | Install Chrome Piping 2% - 6% | Install Chrome Piping 2% - 6% Large Bore |  |  |  |  | 5000 | Piping | 643LB20FBSTL | Direct field labor for Field Fab CMLB: 20" Sch Standard or less.
64 | 3 | 3 | LB | 20 | FB | XH | L | Field Fab CM6LB: 20" Sch XH | 643-LB-20FB-XH-L | LF | NO | NO |  | 2010 | DIRECT LABOR | Active | Install Chrome Piping 2% - 6% | Install Chrome Piping 2% - 6% Large Bore |  |  |  |  | 5000 | Piping | 643LB20FBXHL | Direct field labor for Field Fab CMLB: 20" Sch XH.
64 | 3 | 3 | LB | 20 | FB | XX | L | Field Fab CM6LB: 20" Sch XXH | 643-LB-20FB-XX-L | LF | NO | NO |  | 2010 | DIRECT LABOR | Active | Install Chrome Piping 2% - 6% | Install Chrome Piping 2% - 6% Large Bore |  |  |  |  | 5000 | Piping | 643LB20FBXXL | Direct field labor for Field Fab CMLB: 20" Sch XXH.
64 | 3 | 3 | LB | 24 | 00 | 00 | L | Install Chrome Piping 2% - 6% Large Bore 24" | 643-LB-2400-00-L | LF | NO | NO |  | 2010 | DIRECT LABOR | Active | Install Chrome Piping 2% - 6% | Install Chrome Piping 2% - 6% Large Bore |  |  |  |  | 5000 | Piping | 643LB240000L | Summary of Install Chrome Piping 2% - 6% Large Bore 24" labor costs.
64 | 3 | 3 | LB | 24 | ER | 00 | L | Install Chrome Piping 2% - 6% Large Bore 24" - Erect | 643-LB-24ER-00-L | LF | NO | NO |  | 2010 | DIRECT LABOR | Active | Install Chrome Piping 2% - 6% | Install Chrome Piping 2% - 6% Large Bore |  |  |  |  | 5000 | Piping | 643LB24ER00L | Summary of Install Chrome Piping 2% - 6% Large Bore 24" - Erect labor costs.
64 | 3 | 3 | LB | 24 | ER | ST | L | Erect CM6LB: 24" Sch Standard or less | 643-LB-24ER-ST-L | LF | NO | NO |  | 2010 | DIRECT LABOR | Active | Install Chrome Piping 2% - 6% | Install Chrome Piping 2% - 6% Large Bore |  |  |  |  | 5000 | Piping | 643LB24ERSTL | Direct field labor for Erect CMLB: 24" Sch Standard or less.
64 | 3 | 3 | LB | 24 | ER | XH | L | Erect CM6LB: 24" Sch XH | 643-LB-24ER-XH-L | LF | NO | NO |  | 2010 | DIRECT LABOR | Active | Install Chrome Piping 2% - 6% | Install Chrome Piping 2% - 6% Large Bore |  |  |  |  | 5000 | Piping | 643LB24ERXHL | Direct field labor for Erect CMLB: 24" Sch XH.
64 | 3 | 3 | LB | 24 | ER | XX | L | Erect CM6LB: 24" Sch XXH | 643-LB-24ER-XX-L | LF | NO | NO |  | 2010 | DIRECT LABOR | Active | Install Chrome Piping 2% - 6% | Install Chrome Piping 2% - 6% Large Bore |  |  |  |  | 5000 | Piping | 643LB24ERXXL | Direct field labor for Erect CMLB: 24" Sch XXH.
64 | 3 | 3 | LB | 24 | FB | 00 | L | Install Chrome Piping 2% - 6% Large Bore 24" - Field Fabricate | 643-LB-24FB-00-L | LF | NO | NO |  | 2010 | DIRECT LABOR | Active | Install Chrome Piping 2% - 6% | Install Chrome Piping 2% - 6% Large Bore |  |  |  |  | 5000 | Piping | 643LB24FB00L | Summary of Install Chrome Piping 2% - 6% Large Bore 24" - Field Fabricate labor costs.
64 | 3 | 3 | LB | 24 | FB | ST | L | Field Fab CM6LB: 24" Sch Standard or less | 643-LB-24FB-ST-L | LF | NO | NO |  | 2010 | DIRECT LABOR | Active | Install Chrome Piping 2% - 6% | Install Chrome Piping 2% - 6% Large Bore |  |  |  |  | 5000 | Piping | 643LB24FBSTL | Direct field labor for Field Fab CMLB: 24" Sch Standard or less.
64 | 3 | 3 | LB | 24 | FB | XH | L | Field Fab CM6LB: 24" Sch XH | 643-LB-24FB-XH-L | LF | NO | NO |  | 2010 | DIRECT LABOR | Active | Install Chrome Piping 2% - 6% | Install Chrome Piping 2% - 6% Large Bore |  |  |  |  | 5000 | Piping | 643LB24FBXHL | Direct field labor for Field Fab CMLB: 24" Sch XH.
64 | 3 | 3 | LB | 24 | FB | XX | L | Field Fab CM6LB: 24" Sch XXH | 643-LB-24FB-XX-L | LF | NO | NO |  | 2010 | DIRECT LABOR | Active | Install Chrome Piping 2% - 6% | Install Chrome Piping 2% - 6% Large Bore |  |  |  |  | 5000 | Piping | 643LB24FBXXL | Direct field labor for Field Fab CMLB: 24" Sch XXH.
64 | 3 | 3 | MB | 00 | 00 | 00 | L | Install Chrome Piping 2% - 6% Medium Bore | 643-MB-0000-00-L | LF | NO | NO |  | 2010 | DIRECT LABOR | Active | Install Chrome Piping 2% - 6% | Install Chrome Piping 2% - 6% Medium Bore |  |  |  |  | 5000 | Piping | 643MB000000L | Summary of Install Chrome Piping 2% - 6% Medium Bore labor costs.
64 | 3 | 3 | MB | 03 | 00 | 00 | L | Install Chrome Piping 2% - 6% Medium Bore 3" | 643-MB-0300-00-L | LF | NO | NO |  | 2010 | DIRECT LABOR | Active | Install Chrome Piping 2% - 6% | Install Chrome Piping 2% - 6% Medium Bore |  |  |  |  | 5000 | Piping | 643MB030000L | Summary of Install Chrome Piping 2% - 6% Medium Bore 3" labor costs.
64 | 3 | 3 | MB | 03 | ER | 00 | L | Install Chrome Piping 2% - 6% Medium Bore 3" - Erect | 643-MB-03ER-00-L | LF | NO | NO |  | 2010 | DIRECT LABOR | Active | Install Chrome Piping 2% - 6% | Install Chrome Piping 2% - 6% Medium Bore |  |  |  |  | 5000 | Piping | 643MB03ER00L | Summary of Install Chrome Piping 2% - 6% Medium Bore 3" - Erect labor costs.
64 | 3 | 3 | MB | 03 | ER | ST | L | Erect CM6MB: 3" Sch Standard or less | 643-MB-03ER-ST-L | LF | NO | NO |  | 2010 | DIRECT LABOR | Active | Install Chrome Piping 2% - 6% | Install Chrome Piping 2% - 6% Medium Bore |  |  |  |  | 5000 | Piping | 643MB03ERSTL | Direct field labor for Erect CMMB: 3" Sch Standard or less.
64 | 3 | 3 | MB | 03 | ER | XH | L | Erect CM6MB: 3" Sch XH | 643-MB-03ER-XH-L | LF | NO | NO |  | 2010 | DIRECT LABOR | Active | Install Chrome Piping 2% - 6% | Install Chrome Piping 2% - 6% Medium Bore |  |  |  |  | 5000 | Piping | 643MB03ERXHL | Direct field labor for Erect CMMB: 3" Sch XH.
64 | 3 | 3 | MB | 03 | ER | XX | L | Erect CM6MB: 3" Sch XXH | 643-MB-03ER-XX-L | LF | NO | NO |  | 2010 | DIRECT LABOR | Active | Install Chrome Piping 2% - 6% | Install Chrome Piping 2% - 6% Medium Bore |  |  |  |  | 5000 | Piping | 643MB03ERXXL | Direct field labor for Erect CMMB: 3" Sch XXH.
64 | 3 | 3 | MB | 03 | FB | 00 | L | Install Chrome Piping 2% - 6% Medium Bore 3" - Field Fabricate | 643-MB-03FB-00-L | LF | NO | NO |  | 2010 | DIRECT LABOR | Active | Install Chrome Piping 2% - 6% | Install Chrome Piping 2% - 6% Medium Bore |  |  |  |  | 5000 | Piping | 643MB03FB00L | Summary of Install Chrome Piping 2% - 6% Medium Bore 3" - Field Fabricate labor costs.
64 | 3 | 3 | MB | 03 | FB | ST | L | Field Fab CM6MB: 3" Sch Standard or less | 643-MB-03FB-ST-L | LF | NO | NO |  | 2010 | DIRECT LABOR | Active | Install Chrome Piping 2% - 6% | Install Chrome Piping 2% - 6% Medium Bore |  |  |  |  | 5000 | Piping | 643MB03FBSTL | Direct field labor for Field Fab CMMB: 3" Sch Standard or less.
64 | 3 | 3 | MB | 03 | FB | XH | L | Field Fab CM6MB: 3" Sch XH | 643-MB-03FB-XH-L | LF | NO | NO |  | 2010 | DIRECT LABOR | Active | Install Chrome Piping 2% - 6% | Install Chrome Piping 2% - 6% Medium Bore |  |  |  |  | 5000 | Piping | 643MB03FBXHL | Direct field labor for Field Fab CMMB: 3" Sch XH.
64 | 3 | 3 | MB | 03 | FB | XX | L | Field Fab CM6MB: 3" Sch XXH | 643-MB-03FB-XX-L | LF | NO | NO |  | 2010 | DIRECT LABOR | Active | Install Chrome Piping 2% - 6% | Install Chrome Piping 2% - 6% Medium Bore |  |  |  |  | 5000 | Piping | 643MB03FBXXL | Direct field labor for Field Fab CMMB: 3" Sch XXH.
64 | 3 | 3 | MB | 04 | 00 | 00 | L | Install Chrome Piping 2% - 6% Medium Bore 4" | 643-MB-0400-00-L | LF | NO | NO |  | 2010 | DIRECT LABOR | Active | Install Chrome Piping 2% - 6% | Install Chrome Piping 2% - 6% Medium Bore |  |  |  |  | 5000 | Piping | 643MB040000L | Summary of Install Chrome Piping 2% - 6% Medium Bore 4" labor costs.
64 | 3 | 3 | MB | 04 | ER | 00 | L | Install Chrome Piping 2% - 6% Medium Bore 4" - Erect | 643-MB-04ER-00-L | LF | NO | NO |  | 2010 | DIRECT LABOR | Active | Install Chrome Piping 2% - 6% | Install Chrome Piping 2% - 6% Medium Bore |  |  |  |  | 5000 | Piping | 643MB04ER00L | Summary of Install Chrome Piping 2% - 6% Medium Bore 4" - Erect labor costs.
64 | 3 | 3 | MB | 04 | ER | ST | L | Erect CM6MB: 4" Sch Standard or less | 643-MB-04ER-ST-L | LF | NO | NO |  | 2010 | DIRECT LABOR | Active | Install Chrome Piping 2% - 6% | Install Chrome Piping 2% - 6% Medium Bore |  |  |  |  | 5000 | Piping | 643MB04ERSTL | Direct field labor for Erect CMMB: 4" Sch Standard or less.
64 | 3 | 3 | MB | 04 | ER | XH | L | Erect CM6MB: 4" Sch XH | 643-MB-04ER-XH-L | LF | NO | NO |  | 2010 | DIRECT LABOR | Active | Install Chrome Piping 2% - 6% | Install Chrome Piping 2% - 6% Medium Bore |  |  |  |  | 5000 | Piping | 643MB04ERXHL | Direct field labor for Erect CMMB: 4" Sch XH.
64 | 3 | 3 | MB | 04 | ER | XX | L | Erect CM6MB: 4" Sch XXH | 643-MB-04ER-XX-L | LF | NO | NO |  | 2010 | DIRECT LABOR | Active | Install Chrome Piping 2% - 6% | Install Chrome Piping 2% - 6% Medium Bore |  |  |  |  | 5000 | Piping | 643MB04ERXXL | Direct field labor for Erect CMMB: 4" Sch XXH.
64 | 3 | 3 | MB | 04 | FB | 00 | L | Install Chrome Piping 2% - 6% Medium Bore 4" - Field Fabricate | 643-MB-04FB-00-L | LF | NO | NO |  | 2010 | DIRECT LABOR | Active | Install Chrome Piping 2% - 6% | Install Chrome Piping 2% - 6% Medium Bore |  |  |  |  | 5000 | Piping | 643MB04FB00L | Summary of Install Chrome Piping 2% - 6% Medium Bore 4" - Field Fabricate labor costs.
64 | 3 | 3 | MB | 04 | FB | ST | L | Field Fab CM6MB: 4" Sch Standard or less | 643-MB-04FB-ST-L | LF | NO | NO |  | 2010 | DIRECT LABOR | Active | Install Chrome Piping 2% - 6% | Install Chrome Piping 2% - 6% Medium Bore |  |  |  |  | 5000 | Piping | 643MB04FBSTL | Direct field labor for Field Fab CMMB: 4" Sch Standard or less.
64 | 3 | 3 | MB | 04 | FB | XH | L | Field Fab CM6MB: 4" Sch XH | 643-MB-04FB-XH-L | LF | NO | NO |  | 2010 | DIRECT LABOR | Active | Install Chrome Piping 2% - 6% | Install Chrome Piping 2% - 6% Medium Bore |  |  |  |  | 5000 | Piping | 643MB04FBXHL | Direct field labor for Field Fab CMMB: 4" Sch XH.
64 | 3 | 3 | MB | 04 | FB | XX | L | Field Fab CM6MB: 4" Sch XXH | 643-MB-04FB-XX-L | LF | NO | NO |  | 2010 | DIRECT LABOR | Active | Install Chrome Piping 2% - 6% | Install Chrome Piping 2% - 6% Medium Bore |  |  |  |  | 5000 | Piping | 643MB04FBXXL | Direct field labor for Field Fab CMMB: 4" Sch XXH.
64 | 3 | 3 | MB | 06 | 00 | 00 | L | Install Chrome Piping 2% - 6% Medium Bore 6" | 643-MB-0600-00-L | LF | NO | NO |  | 2010 | DIRECT LABOR | Active | Install Chrome Piping 2% - 6% | Install Chrome Piping 2% - 6% Medium Bore |  |  |  |  | 5000 | Piping | 643MB060000L | Summary of Install Chrome Piping 2% - 6% Medium Bore 6" labor costs.
64 | 3 | 3 | MB | 06 | ER | 00 | L | Install Chrome Piping 2% - 6% Medium Bore 6" - Erect | 643-MB-06ER-00-L | LF | NO | NO |  | 2010 | DIRECT LABOR | Active | Install Chrome Piping 2% - 6% | Install Chrome Piping 2% - 6% Medium Bore |  |  |  |  | 5000 | Piping | 643MB06ER00L | Summary of Install Chrome Piping 2% - 6% Medium Bore 6" - Erect labor costs.
64 | 3 | 3 | MB | 06 | ER | ST | L | Erect CM6MB: 6" Sch Standard or less | 643-MB-06ER-ST-L | LF | NO | NO |  | 2010 | DIRECT LABOR | Active | Install Chrome Piping 2% - 6% | Install Chrome Piping 2% - 6% Medium Bore |  |  |  |  | 5000 | Piping | 643MB06ERSTL | Direct field labor for Erect CMMB: 6" Sch Standard or less.
64 | 3 | 3 | MB | 06 | ER | XH | L | Erect CM6MB: 6" Sch XH | 643-MB-06ER-XH-L | LF | NO | NO |  | 2010 | DIRECT LABOR | Active | Install Chrome Piping 2% - 6% | Install Chrome Piping 2% - 6% Medium Bore |  |  |  |  | 5000 | Piping | 643MB06ERXHL | Direct field labor for Erect CMMB: 6" Sch XH.
64 | 3 | 3 | MB | 06 | ER | XX | L | Erect CM6MB: 6" Sch XXH | 643-MB-06ER-XX-L | LF | NO | NO |  | 2010 | DIRECT LABOR | Active | Install Chrome Piping 2% - 6% | Install Chrome Piping 2% - 6% Medium Bore |  |  |  |  | 5000 | Piping | 643MB06ERXXL | Direct field labor for Erect CMMB: 6" Sch XXH.
64 | 3 | 3 | MB | 06 | FB | 00 | L | Install Chrome Piping 2% - 6% Medium Bore 6" - Field Fabricate | 643-MB-06FB-00-L | LF | NO | NO |  | 2010 | DIRECT LABOR | Active | Install Chrome Piping 2% - 6% | Install Chrome Piping 2% - 6% Medium Bore |  |  |  |  | 5000 | Piping | 643MB06FB00L | Summary of Install Chrome Piping 2% - 6% Medium Bore 6" - Field Fabricate labor costs.
64 | 3 | 3 | MB | 06 | FB | ST | L | Field Fab CM6MB: 6" Sch Standard or less | 643-MB-06FB-ST-L | LF | NO | NO |  | 2010 | DIRECT LABOR | Active | Install Chrome Piping 2% - 6% | Install Chrome Piping 2% - 6% Medium Bore |  |  |  |  | 5000 | Piping | 643MB06FBSTL | Direct field labor for Field Fab CMMB: 6" Sch Standard or less.
64 | 3 | 3 | MB | 06 | FB | XH | L | Field Fab CM6MB: 6" Sch XH | 643-MB-06FB-XH-L | LF | NO | NO |  | 2010 | DIRECT LABOR | Active | Install Chrome Piping 2% - 6% | Install Chrome Piping 2% - 6% Medium Bore |  |  |  |  | 5000 | Piping | 643MB06FBXHL | Direct field labor for Field Fab CMMB: 6" Sch XH.
64 | 3 | 3 | MB | 06 | FB | XX | L | Field Fab CM6MB: 6" Sch XXH | 643-MB-06FB-XX-L | LF | NO | NO |  | 2010 | DIRECT LABOR | Active | Install Chrome Piping 2% - 6% | Install Chrome Piping 2% - 6% Medium Bore |  |  |  |  | 5000 | Piping | 643MB06FBXXL | Direct field labor for Field Fab CMMB: 6" Sch XXH.
64 | 3 | 3 | MB | 08 | 00 | 00 | L | Install Chrome Piping 2% - 6% Medium Bore 8" | 643-MB-0800-00-L | LF | NO | NO |  | 2010 | DIRECT LABOR | Active | Install Chrome Piping 2% - 6% | Install Chrome Piping 2% - 6% Medium Bore |  |  |  |  | 5000 | Piping | 643MB080000L | Summary of Install Chrome Piping 2% - 6% Medium Bore 8" labor costs.
64 | 3 | 3 | MB | 08 | ER | 00 | L | Install Chrome Piping 2% - 6% Medium Bore 8" - Erect | 643-MB-08ER-00-L | LF | NO | NO |  | 2010 | DIRECT LABOR | Active | Install Chrome Piping 2% - 6% | Install Chrome Piping 2% - 6% Medium Bore |  |  |  |  | 5000 | Piping | 643MB08ER00L | Summary of Install Chrome Piping 2% - 6% Medium Bore 8" - Erect labor costs.
64 | 3 | 3 | MB | 08 | ER | ST | L | Erect CM6MB: 8" Sch Standard or less | 643-MB-08ER-ST-L | LF | NO | NO |  | 2010 | DIRECT LABOR | Active | Install Chrome Piping 2% - 6% | Install Chrome Piping 2% - 6% Medium Bore |  |  |  |  | 5000 | Piping | 643MB08ERSTL | Direct field labor for Erect CMMB: 8" Sch Standard or less.
64 | 3 | 3 | MB | 08 | ER | XH | L | Erect CM6MB: 8" Sch XH | 643-MB-08ER-XH-L | LF | NO | NO |  | 2010 | DIRECT LABOR | Active | Install Chrome Piping 2% - 6% | Install Chrome Piping 2% - 6% Medium Bore |  |  |  |  | 5000 | Piping | 643MB08ERXHL | Direct field labor for Erect CMMB: 8" Sch XH.
64 | 3 | 3 | MB | 08 | ER | XX | L | Erect CM6MB: 8" Sch XXH | 643-MB-08ER-XX-L | LF | NO | NO |  | 2010 | DIRECT LABOR | Active | Install Chrome Piping 2% - 6% | Install Chrome Piping 2% - 6% Medium Bore |  |  |  |  | 5000 | Piping | 643MB08ERXXL | Direct field labor for Erect CMMB: 8" Sch XXH.
64 | 3 | 3 | MB | 08 | FB | 00 | L | Install Chrome Piping 2% - 6% Medium Bore 8" - Field Fabricate | 643-MB-08FB-00-L | LF | NO | NO |  | 2010 | DIRECT LABOR | Active | Install Chrome Piping 2% - 6% | Install Chrome Piping 2% - 6% Medium Bore |  |  |  |  | 5000 | Piping | 643MB08FB00L | Summary of Install Chrome Piping 2% - 6% Medium Bore 8" - Field Fabricate labor costs.
64 | 3 | 3 | MB | 08 | FB | ST | L | Field Fab CM6MB: 8" Sch Standard or less | 643-MB-08FB-ST-L | LF | NO | NO |  | 2010 | DIRECT LABOR | Active | Install Chrome Piping 2% - 6% | Install Chrome Piping 2% - 6% Medium Bore |  |  |  |  | 5000 | Piping | 643MB08FBSTL | Direct field labor for Field Fab CMMB: 8" Sch Standard or less.
64 | 3 | 3 | MB | 08 | FB | XH | L | Field Fab CM6MB: 8" Sch XH | 643-MB-08FB-XH-L | LF | NO | NO |  | 2010 | DIRECT LABOR | Active | Install Chrome Piping 2% - 6% | Install Chrome Piping 2% - 6% Medium Bore |  |  |  |  | 5000 | Piping | 643MB08FBXHL | Direct field labor for Field Fab CMMB: 8" Sch XH.
64 | 3 | 3 | MB | 08 | FB | XX | L | Field Fab CM6MB: 8" Sch XXH | 643-MB-08FB-XX-L | LF | NO | NO |  | 2010 | DIRECT LABOR | Active | Install Chrome Piping 2% - 6% | Install Chrome Piping 2% - 6% Medium Bore |  |  |  |  | 5000 | Piping | 643MB08FBXXL | Direct field labor for Field Fab CMMB: 8" Sch XXH.
64 | 3 | 3 | MB | 10 | 00 | 00 | L | Install Chrome Piping 2% - 6% Medium Bore 10" | 643-MB-1000-00-L | LF | NO | NO |  | 2010 | DIRECT LABOR | Active | Install Chrome Piping 2% - 6% | Install Chrome Piping 2% - 6% Medium Bore |  |  |  |  | 5000 | Piping | 643MB100000L | Summary of Install Chrome Piping 2% - 6% Medium Bore 10" labor costs.
64 | 3 | 3 | MB | 10 | ER | 00 | L | Install Chrome Piping 2% - 6% Medium Bore 10" - Erect | 643-MB-10ER-00-L | LF | NO | NO |  | 2010 | DIRECT LABOR | Active | Install Chrome Piping 2% - 6% | Install Chrome Piping 2% - 6% Medium Bore |  |  |  |  | 5000 | Piping | 643MB10ER00L | Summary of Install Chrome Piping 2% - 6% Medium Bore 10" - Erect labor costs.
64 | 3 | 3 | MB | 10 | ER | ST | L | Erect CM6MB: 10" Sch Standard or less | 643-MB-10ER-ST-L | LF | NO | NO |  | 2010 | DIRECT LABOR | Active | Install Chrome Piping 2% - 6% | Install Chrome Piping 2% - 6% Medium Bore |  |  |  |  | 5000 | Piping | 643MB10ERSTL | Direct field labor for Erect CMMB: 10" Sch Standard or less.
64 | 3 | 3 | MB | 10 | ER | XH | L | Erect CM6MB: 10" Sch XH | 643-MB-10ER-XH-L | LF | NO | NO |  | 2010 | DIRECT LABOR | Active | Install Chrome Piping 2% - 6% | Install Chrome Piping 2% - 6% Medium Bore |  |  |  |  | 5000 | Piping | 643MB10ERXHL | Direct field labor for Erect CMMB: 10" Sch XH.
64 | 3 | 3 | MB | 10 | ER | XX | L | Erect CM6MB: 10" Sch XXH | 643-MB-10ER-XX-L | LF | NO | NO |  | 2010 | DIRECT LABOR | Active | Install Chrome Piping 2% - 6% | Install Chrome Piping 2% - 6% Medium Bore |  |  |  |  | 5000 | Piping | 643MB10ERXXL | Direct field labor for Erect CMMB: 10" Sch XXH.
64 | 3 | 3 | MB | 10 | FB | 00 | L | Install Chrome Piping 2% - 6% Medium Bore 10" - Field Fabricate | 643-MB-10FB-00-L | LF | NO | NO |  | 2010 | DIRECT LABOR | Active | Install Chrome Piping 2% - 6% | Install Chrome Piping 2% - 6% Medium Bore |  |  |  |  | 5000 | Piping | 643MB10FB00L | Summary of Install Chrome Piping 2% - 6% Medium Bore 10" - Field Fabricate labor costs.
64 | 3 | 3 | MB | 10 | FB | ST | L | Field Fab CM6MB: 10" Sch Standard or less | 643-MB-10FB-ST-L | LF | NO | NO |  | 2010 | DIRECT LABOR | Active | Install Chrome Piping 2% - 6% | Install Chrome Piping 2% - 6% Medium Bore |  |  |  |  | 5000 | Piping | 643MB10FBSTL | Direct field labor for Field Fab CMMB: 10" Sch Standard or less.
64 | 3 | 3 | MB | 10 | FB | XH | L | Field Fab CM6MB: 10" Sch XH | 643-MB-10FB-XH-L | LF | NO | NO |  | 2010 | DIRECT LABOR | Active | Install Chrome Piping 2% - 6% | Install Chrome Piping 2% - 6% Medium Bore |  |  |  |  | 5000 | Piping | 643MB10FBXHL | Direct field labor for Field Fab CMMB: 10" Sch XH.
64 | 3 | 3 | MB | 10 | FB | XX | L | Field Fab CM6MB: 10" Sch XXH | 643-MB-10FB-XX-L | LF | NO | NO |  | 2010 | DIRECT LABOR | Active | Install Chrome Piping 2% - 6% | Install Chrome Piping 2% - 6% Medium Bore |  |  |  |  | 5000 | Piping | 643MB10FBXXL | Direct field labor for Field Fab CMMB: 10" Sch XXH.
64 | 3 | 3 | SB | 00 | 00 | 00 | L | Install Chrome Piping 2% - 6% Small Bore | 643-SB-0000-00-L | LF | NO | NO |  | 2010 | DIRECT LABOR | Active | Install Chrome Piping 2% - 6% | Install Chrome Piping 2% - 6% Small Bore |  |  |  |  | 5000 | Piping | 643SB000000L | Summary of Install Chrome Piping 2% - 6% Small Bore labor costs.
64 | 3 | 3 | SB | 05 | 00 | 00 | L | Install Chrome Piping 2% - 6% Small Bore .5" | 643-SB-0500-00-L | LF | NO | NO |  | 2010 | DIRECT LABOR | Active | Install Chrome Piping 2% - 6% | Install Chrome Piping 2% - 6% Small Bore |  |  |  |  | 5000 | Piping | 643SB050000L | Summary of Install Chrome Piping 2% - 6% Small Bore .5" labor costs.
64 | 3 | 3 | SB | 05 | ER | 00 | L | Install Chrome Piping 2% - 6% Small Bore .5" - Erect | 643-SB-05ER-00-L | LF | NO | NO |  | 2010 | DIRECT LABOR | Active | Install Chrome Piping 2% - 6% | Install Chrome Piping 2% - 6% Small Bore |  |  |  |  | 5000 | Piping | 643SB05ER00L | Summary of Install Chrome Piping 2% - 6% Small Bore .5" - Erect labor costs.
64 | 3 | 3 | SB | 05 | ER | ST | L | Erect CM6SB: .5" Sch Standard or less | 643-SB-05ER-ST-L | LF | NO | NO |  | 2010 | DIRECT LABOR | Active | Install Chrome Piping 2% - 6% | Install Chrome Piping 2% - 6% Small Bore |  |  |  |  | 5000 | Piping | 643SB05ERSTL | Direct field labor for Erect CMSB: .5" Sch Standard or less.
64 | 3 | 3 | SB | 05 | ER | XH | L | Erect CM6SB: .5" Sch XH | 643-SB-05ER-XH-L | LF | NO | NO |  | 2010 | DIRECT LABOR | Active | Install Chrome Piping 2% - 6% | Install Chrome Piping 2% - 6% Small Bore |  |  |  |  | 5000 | Piping | 643SB05ERXHL | Direct field labor for Erect CMSB: .5" Sch XH.
64 | 3 | 3 | SB | 05 | ER | XX | L | Erect CM6SB: .5" Sch XXH | 643-SB-05ER-XX-L | LF | NO | NO |  | 2010 | DIRECT LABOR | Active | Install Chrome Piping 2% - 6% | Install Chrome Piping 2% - 6% Small Bore |  |  |  |  | 5000 | Piping | 643SB05ERXXL | Direct field labor for Erect CMSB: .5" Sch XXH.
64 | 3 | 3 | SB | 05 | FB | 00 | L | Install Chrome Piping 2% - 6% Small Bore .5" - Field Fabricate | 643-SB-05FB-00-L | LF | NO | NO |  | 2010 | DIRECT LABOR | Active | Install Chrome Piping 2% - 6% | Install Chrome Piping 2% - 6% Small Bore |  |  |  |  | 5000 | Piping | 643SB05FB00L | Summary of Install Chrome Piping 2% - 6% Small Bore .5" - Field Fabricate labor costs.
64 | 3 | 3 | SB | 05 | FB | ST | L | Field Fab CM6SB: .5" Sch Standard or less | 643-SB-05FB-ST-L | LF | NO | NO |  | 2010 | DIRECT LABOR | Active | Install Chrome Piping 2% - 6% | Install Chrome Piping 2% - 6% Small Bore |  |  |  |  | 5000 | Piping | 643SB05FBSTL | Direct field labor for Field Fab CMSB: .5" Sch Standard or less.
64 | 3 | 3 | SB | 05 | FB | XH | L | Field Fab CM6SB: .5" Sch XH | 643-SB-05FB-XH-L | LF | NO | NO |  | 2010 | DIRECT LABOR | Active | Install Chrome Piping 2% - 6% | Install Chrome Piping 2% - 6% Small Bore |  |  |  |  | 5000 | Piping | 643SB05FBXHL | Direct field labor for Field Fab CMSB: .5" Sch XH.
64 | 3 | 3 | SB | 05 | FB | XX | L | Field Fab CM6SB: .5" Sch XXH | 643-SB-05FB-XX-L | LF | NO | NO |  | 2010 | DIRECT LABOR | Active | Install Chrome Piping 2% - 6% | Install Chrome Piping 2% - 6% Small Bore |  |  |  |  | 5000 | Piping | 643SB05FBXXL | Direct field labor for Field Fab CMSB: .5" Sch XXH.
64 | 3 | 3 | SB | 07 | 00 | 00 | L | Install Chrome Piping 2% - 6% Small Bore .75" | 643-SB-0700-00-L | LF | NO | NO |  | 2010 | DIRECT LABOR | Active | Install Chrome Piping 2% - 6% | Install Chrome Piping 2% - 6% Small Bore |  |  |  |  | 5000 | Piping | 643SB070000L | Summary of Install Chrome Piping 2% - 6% Small Bore .75" labor costs.
64 | 3 | 3 | SB | 07 | ER | 00 | L | Install Chrome Piping 2% - 6% Small Bore .75" - Erect | 643-SB-07ER-00-L | LF | NO | NO |  | 2010 | DIRECT LABOR | Active | Install Chrome Piping 2% - 6% | Install Chrome Piping 2% - 6% Small Bore |  |  |  |  | 5000 | Piping | 643SB07ER00L | Summary of Install Chrome Piping 2% - 6% Small Bore .75" - Erect labor costs.
64 | 3 | 3 | SB | 07 | ER | ST | L | Erect CM6SB: .75" Sch Standard or less | 643-SB-07ER-ST-L | LF | NO | NO |  | 2010 | DIRECT LABOR | Active | Install Chrome Piping 2% - 6% | Install Chrome Piping 2% - 6% Small Bore |  |  |  |  | 5000 | Piping | 643SB07ERSTL | Direct field labor for Erect CMSB: .75" Sch Standard or less.
64 | 3 | 3 | SB | 07 | ER | XH | L | Erect CM6SB: .75" Sch XH | 643-SB-07ER-XH-L | LF | NO | NO |  | 2010 | DIRECT LABOR | Active | Install Chrome Piping 2% - 6% | Install Chrome Piping 2% - 6% Small Bore |  |  |  |  | 5000 | Piping | 643SB07ERXHL | Direct field labor for Erect CMSB: .75" Sch XH.
64 | 3 | 3 | SB | 07 | ER | XX | L | Erect CM6SB: .75" Sch XXH | 643-SB-07ER-XX-L | LF | NO | NO |  | 2010 | DIRECT LABOR | Active | Install Chrome Piping 2% - 6% | Install Chrome Piping 2% - 6% Small Bore |  |  |  |  | 5000 | Piping | 643SB07ERXXL | Direct field labor for Erect CMSB: .75" Sch XXH.
64 | 3 | 3 | SB | 07 | FB | 00 | L | Install Chrome Piping 2% - 6% Small Bore .75" - Field Fabricate | 643-SB-07FB-00-L | LF | NO | NO |  | 2010 | DIRECT LABOR | Active | Install Chrome Piping 2% - 6% | Install Chrome Piping 2% - 6% Small Bore |  |  |  |  | 5000 | Piping | 643SB07FB00L | Summary of Install Chrome Piping 2% - 6% Small Bore .75" - Field Fabricate labor costs.
64 | 3 | 3 | SB | 07 | FB | ST | L | Field Fab CM6SB: .75" Sch Standard or less | 643-SB-07FB-ST-L | LF | NO | NO |  | 2010 | DIRECT LABOR | Active | Install Chrome Piping 2% - 6% | Install Chrome Piping 2% - 6% Small Bore |  |  |  |  | 5000 | Piping | 643SB07FBSTL | Direct field labor for Field Fab CMSB: .75" Sch Standard or less.
64 | 3 | 3 | SB | 07 | FB | XH | L | Field Fab CM6SB: .75" Sch XH | 643-SB-07FB-XH-L | LF | NO | NO |  | 2010 | DIRECT LABOR | Active | Install Chrome Piping 2% - 6% | Install Chrome Piping 2% - 6% Small Bore |  |  |  |  | 5000 | Piping | 643SB07FBXHL | Direct field labor for Field Fab CMSB: .75" Sch XH.
64 | 3 | 3 | SB | 07 | FB | XX | L | Field Fab CM6SB: .75" Sch XXH | 643-SB-07FB-XX-L | LF | NO | NO |  | 2010 | DIRECT LABOR | Active | Install Chrome Piping 2% - 6% | Install Chrome Piping 2% - 6% Small Bore |  |  |  |  | 5000 | Piping | 643SB07FBXXL | Direct field labor for Field Fab CMSB: .75" Sch XXH.
64 | 3 | 3 | SB | 10 | 00 | 00 | L | Install Chrome Piping 2% - 6% Small Bore 1" | 643-SB-1000-00-L | LF | NO | NO |  | 2010 | DIRECT LABOR | Active | Install Chrome Piping 2% - 6% | Install Chrome Piping 2% - 6% Small Bore |  |  |  |  | 5000 | Piping | 643SB100000L | Summary of Install Chrome Piping 2% - 6% Small Bore 1" labor costs.
64 | 3 | 3 | SB | 10 | ER | 00 | L | Install Chrome Piping 2% - 6% Small Bore 1" - Erect | 643-SB-10ER-00-L | LF | NO | NO |  | 2010 | DIRECT LABOR | Active | Install Chrome Piping 2% - 6% | Install Chrome Piping 2% - 6% Small Bore |  |  |  |  | 5000 | Piping | 643SB10ER00L | Summary of Install Chrome Piping 2% - 6% Small Bore 1" - Erect labor costs.
64 | 3 | 3 | SB | 10 | ER | ST | L | Erect CM6SB: 1" Sch Standard or less | 643-SB-10ER-ST-L | LF | NO | NO |  | 2010 | DIRECT LABOR | Active | Install Chrome Piping 2% - 6% | Install Chrome Piping 2% - 6% Small Bore |  |  |  |  | 5000 | Piping | 643SB10ERSTL | Direct field labor for Erect CMSB: 1" Sch Standard or less.
64 | 3 | 3 | SB | 10 | ER | XH | L | Erect CM6SB: 1" Sch XH | 643-SB-10ER-XH-L | LF | NO | NO |  | 2010 | DIRECT LABOR | Active | Install Chrome Piping 2% - 6% | Install Chrome Piping 2% - 6% Small Bore |  |  |  |  | 5000 | Piping | 643SB10ERXHL | Direct field labor for Erect CMSB: 1" Sch XH.
64 | 3 | 3 | SB | 10 | ER | XX | L | Erect CM6SB: 1" Sch XXH | 643-SB-10ER-XX-L | LF | NO | NO |  | 2010 | DIRECT LABOR | Active | Install Chrome Piping 2% - 6% | Install Chrome Piping 2% - 6% Small Bore |  |  |  |  | 5000 | Piping | 643SB10ERXXL | Direct field labor for Erect CMSB: 1" Sch XXH.
64 | 3 | 3 | SB | 10 | FB | 00 | L | Install Chrome Piping 2% - 6% Small Bore 1" - Field Fabricate | 643-SB-10FB-00-L | LF | NO | NO |  | 2010 | DIRECT LABOR | Active | Install Chrome Piping 2% - 6% | Install Chrome Piping 2% - 6% Small Bore |  |  |  |  | 5000 | Piping | 643SB10FB00L | Summary of Install Chrome Piping 2% - 6% Small Bore 1" - Field Fabricate labor costs.
64 | 3 | 3 | SB | 10 | FB | ST | L | Field Fab CM6SB: 1" Sch Standard or less | 643-SB-10FB-ST-L | LF | NO | NO |  | 2010 | DIRECT LABOR | Active | Install Chrome Piping 2% - 6% | Install Chrome Piping 2% - 6% Small Bore |  |  |  |  | 5000 | Piping | 643SB10FBSTL | Direct field labor for Field Fab CMSB: 1" Sch Standard or less.
64 | 3 | 3 | SB | 10 | FB | XH | L | Field Fab CM6SB: 1" Sch XH | 643-SB-10FB-XH-L | LF | NO | NO |  | 2010 | DIRECT LABOR | Active | Install Chrome Piping 2% - 6% | Install Chrome Piping 2% - 6% Small Bore |  |  |  |  | 5000 | Piping | 643SB10FBXHL | Direct field labor for Field Fab CMSB: 1" Sch XH.
64 | 3 | 3 | SB | 10 | FB | XX | L | Field Fab CM6SB: 1" Sch XXH | 643-SB-10FB-XX-L | LF | NO | NO |  | 2010 | DIRECT LABOR | Active | Install Chrome Piping 2% - 6% | Install Chrome Piping 2% - 6% Small Bore |  |  |  |  | 5000 | Piping | 643SB10FBXXL | Direct field labor for Field Fab CMSB: 1" Sch XXH.
64 | 3 | 3 | SB | 15 | 00 | 00 | L | Install Chrome Piping 2% - 6% Small Bore 1.5" | 643-SB-1500-00-L | LF | NO | NO |  | 2010 | DIRECT LABOR | Active | Install Chrome Piping 2% - 6% | Install Chrome Piping 2% - 6% Small Bore |  |  |  |  | 5000 | Piping | 643SB150000L | Summary of Install Chrome Piping 2% - 6% Small Bore 1.5" labor costs.
64 | 3 | 3 | SB | 15 | ER | 00 | L | Install Chrome Piping 2% - 6% Small Bore 1.5" - Erect | 643-SB-15ER-00-L | LF | NO | NO |  | 2010 | DIRECT LABOR | Active | Install Chrome Piping 2% - 6% | Install Chrome Piping 2% - 6% Small Bore |  |  |  |  | 5000 | Piping | 643SB15ER00L | Summary of Install Chrome Piping 2% - 6% Small Bore 1.5" - Erect labor costs.
64 | 3 | 3 | SB | 15 | ER | ST | L | Erect CM6SB: 1.5" Sch Standard or less | 643-SB-15ER-ST-L | LF | NO | NO |  | 2010 | DIRECT LABOR | Active | Install Chrome Piping 2% - 6% | Install Chrome Piping 2% - 6% Small Bore |  |  |  |  | 5000 | Piping | 643SB15ERSTL | Direct field labor for Erect CMSB: 1.5" Sch Standard or less.
64 | 3 | 3 | SB | 15 | ER | XH | L | Erect CM6SB: 1.5" Sch XH | 643-SB-15ER-XH-L | LF | NO | NO |  | 2010 | DIRECT LABOR | Active | Install Chrome Piping 2% - 6% | Install Chrome Piping 2% - 6% Small Bore |  |  |  |  | 5000 | Piping | 643SB15ERXHL | Direct field labor for Erect CMSB: 1.5" Sch XH.
64 | 3 | 3 | SB | 15 | ER | XX | L | Erect CM6SB: 1.5" Sch XXH | 643-SB-15ER-XX-L | LF | NO | NO |  | 2010 | DIRECT LABOR | Active | Install Chrome Piping 2% - 6% | Install Chrome Piping 2% - 6% Small Bore |  |  |  |  | 5000 | Piping | 643SB15ERXXL | Direct field labor for Erect CMSB: 1.5" Sch XXH.
64 | 3 | 3 | SB | 15 | FB | 00 | L | Install Chrome Piping 2% - 6% Small Bore 1.5" - Field Fabricate | 643-SB-15FB-00-L | LF | NO | NO |  | 2010 | DIRECT LABOR | Active | Install Chrome Piping 2% - 6% | Install Chrome Piping 2% - 6% Small Bore |  |  |  |  | 5000 | Piping | 643SB15FB00L | Summary of Install Chrome Piping 2% - 6% Small Bore 1.5" - Field Fabricate labor costs.
64 | 3 | 3 | SB | 15 | FB | ST | L | Field Fab CM6SB: 1.5" Sch Standard or less | 643-SB-15FB-ST-L | LF | NO | NO |  | 2010 | DIRECT LABOR | Active | Install Chrome Piping 2% - 6% | Install Chrome Piping 2% - 6% Small Bore |  |  |  |  | 5000 | Piping | 643SB15FBSTL | Direct field labor for Field Fab CMSB: 1.5" Sch Standard or less.
64 | 3 | 3 | SB | 15 | FB | XH | L | Field Fab CM6SB: 1.5" Sch XH | 643-SB-15FB-XH-L | LF | NO | NO |  | 2010 | DIRECT LABOR | Active | Install Chrome Piping 2% - 6% | Install Chrome Piping 2% - 6% Small Bore |  |  |  |  | 5000 | Piping | 643SB15FBXHL | Direct field labor for Field Fab CMSB: 1.5" Sch XH.
64 | 3 | 3 | SB | 15 | FB | XX | L | Field Fab CM6SB: 1.5" Sch XXH | 643-SB-15FB-XX-L | LF | NO | NO |  | 2010 | DIRECT LABOR | Active | Install Chrome Piping 2% - 6% | Install Chrome Piping 2% - 6% Small Bore |  |  |  |  | 5000 | Piping | 643SB15FBXXL | Direct field labor for Field Fab CMSB: 1.5" Sch XXH.
64 | 3 | 3 | SB | 20 | 00 | 00 | L | Install Chrome Piping 2% - 6% Small Bore 2" | 643-SB-2000-00-L | LF | NO | NO |  | 2010 | DIRECT LABOR | Active | Install Chrome Piping 2% - 6% | Install Chrome Piping 2% - 6% Small Bore |  |  |  |  | 5000 | Piping | 643SB200000L | Summary of Install Chrome Piping 2% - 6% Small Bore 2" labor costs.
64 | 3 | 3 | SB | 20 | ER | 00 | L | Install Chrome Piping 2% - 6% Small Bore 2" - Erect | 643-SB-20ER-00-L | LF | NO | NO |  | 2010 | DIRECT LABOR | Active | Install Chrome Piping 2% - 6% | Install Chrome Piping 2% - 6% Small Bore |  |  |  |  | 5000 | Piping | 643SB20ER00L | Summary of Install Chrome Piping 2% - 6% Small Bore 2" - Erect labor costs.
64 | 3 | 3 | SB | 20 | ER | ST | L | Erect CM6SB: 2" Sch Standard or less | 643-SB-20ER-ST-L | LF | NO | NO |  | 2010 | DIRECT LABOR | Active | Install Chrome Piping 2% - 6% | Install Chrome Piping 2% - 6% Small Bore |  |  |  |  | 5000 | Piping | 643SB20ERSTL | Direct field labor for Erect CMSB: 2" Sch Standard or less.
64 | 3 | 3 | SB | 20 | ER | XH | L | Erect CM6SB: 2" Sch XH | 643-SB-20ER-XH-L | LF | NO | NO |  | 2010 | DIRECT LABOR | Active | Install Chrome Piping 2% - 6% | Install Chrome Piping 2% - 6% Small Bore |  |  |  |  | 5000 | Piping | 643SB20ERXHL | Direct field labor for Erect CMSB: 2" Sch XH.
64 | 3 | 3 | SB | 20 | ER | XX | L | Erect CM6SB: 2" Sch XXH | 643-SB-20ER-XX-L | LF | NO | NO |  | 2010 | DIRECT LABOR | Active | Install Chrome Piping 2% - 6% | Install Chrome Piping 2% - 6% Small Bore |  |  |  |  | 5000 | Piping | 643SB20ERXXL | Direct field labor for Erect CMSB: 2" Sch XXH.
64 | 3 | 3 | SB | 20 | FB | 00 | L | Install Chrome Piping 2% - 6% Small Bore 2" - Field Fabricate | 643-SB-20FB-00-L | LF | NO | NO |  | 2010 | DIRECT LABOR | Active | Install Chrome Piping 2% - 6% | Install Chrome Piping 2% - 6% Small Bore |  |  |  |  | 5000 | Piping | 643SB20FB00L | Summary of Install Chrome Piping 2% - 6% Small Bore 2" - Field Fabricate labor costs.
64 | 3 | 3 | SB | 20 | FB | ST | L | Field Fab CM6SB: 2" Sch Standard or less | 643-SB-20FB-ST-L | LF | NO | NO |  | 2010 | DIRECT LABOR | Active | Install Chrome Piping 2% - 6% | Install Chrome Piping 2% - 6% Small Bore |  |  |  |  | 5000 | Piping | 643SB20FBSTL | Direct field labor for Field Fab CMSB: 2" Sch Standard or less.
64 | 3 | 3 | SB | 20 | FB | XH | L | Field Fab CM6SB: 2" Sch XH | 643-SB-20FB-XH-L | LF | NO | NO |  | 2010 | DIRECT LABOR | Active | Install Chrome Piping 2% - 6% | Install Chrome Piping 2% - 6% Small Bore |  |  |  |  | 5000 | Piping | 643SB20FBXHL | Direct field labor for Field Fab CMSB: 2" Sch XH.
64 | 3 | 3 | SB | 20 | FB | XX | L | Field Fab CM6SB: 2" Sch XXH | 643-SB-20FB-XX-L | LF | NO | NO |  | 2010 | DIRECT LABOR | Active | Install Chrome Piping 2% - 6% | Install Chrome Piping 2% - 6% Small Bore |  |  |  |  | 5000 | Piping | 643SB20FBXXL | Direct field labor for Field Fab CMSB: 2" Sch XXH.
64 | 3 | 3 | SB | 25 | 00 | 00 | L | Install Chrome Piping 2% - 6% Small Bore 2.5" | 643-SB-2500-00-L | LF | NO | NO |  | 2010 | DIRECT LABOR | Active | Install Chrome Piping 2% - 6% | Install Chrome Piping 2% - 6% Small Bore |  |  |  |  | 5000 | Piping | 643SB250000L | Summary of Install Chrome Piping 2% - 6% Small Bore 2.5" labor costs.
64 | 3 | 3 | SB | 25 | ER | 00 | L | Install Chrome Piping 2% - 6% Small Bore 2.5" - Erect | 643-SB-25ER-00-L | LF | NO | NO |  | 2010 | DIRECT LABOR | Active | Install Chrome Piping 2% - 6% | Install Chrome Piping 2% - 6% Small Bore |  |  |  |  | 5000 | Piping | 643SB25ER00L | Summary of Install Chrome Piping 2% - 6% Small Bore 2.5" - Erect labor costs.
64 | 3 | 3 | SB | 25 | ER | ST | L | Erect CM6SB: 2.5" Sch Standard or less | 643-SB-25ER-ST-L | LF | NO | NO |  | 2010 | DIRECT LABOR | Active | Install Chrome Piping 2% - 6% | Install Chrome Piping 2% - 6% Small Bore |  |  |  |  | 5000 | Piping | 643SB25ERSTL | Direct field labor for Erect CMSB: 2.5" Sch Standard or less.
64 | 3 | 3 | SB | 25 | ER | XH | L | Erect CM6SB: 2.5" Sch XH | 643-SB-25ER-XH-L | LF | NO | NO |  | 2010 | DIRECT LABOR | Active | Install Chrome Piping 2% - 6% | Install Chrome Piping 2% - 6% Small Bore |  |  |  |  | 5000 | Piping | 643SB25ERXHL | Direct field labor for Erect CMSB: 2.5" Sch XH.
64 | 3 | 3 | SB | 25 | ER | XX | L | Erect CM6SB: 2.5" Sch XXH | 643-SB-25ER-XX-L | LF | NO | NO |  | 2010 | DIRECT LABOR | Active | Install Chrome Piping 2% - 6% | Install Chrome Piping 2% - 6% Small Bore |  |  |  |  | 5000 | Piping | 643SB25ERXXL | Direct field labor for Erect CMSB: 2.5" Sch XXH.
64 | 3 | 3 | SB | 25 | FB | 00 | L | Install Chrome Piping 2% - 6% Small Bore 2.5" - Field Fabricate | 643-SB-25FB-00-L | LF | NO | NO |  | 2010 | DIRECT LABOR | Active | Install Chrome Piping 2% - 6% | Install Chrome Piping 2% - 6% Small Bore |  |  |  |  | 5000 | Piping | 643SB25FB00L | Summary of Install Chrome Piping 2% - 6% Small Bore 2.5" - Field Fabricate labor costs.
64 | 3 | 3 | SB | 25 | FB | ST | L | Field Fab CM6SB: 2.5" Sch Standard or less | 643-SB-25FB-ST-L | LF | NO | NO |  | 2010 | DIRECT LABOR | Active | Install Chrome Piping 2% - 6% | Install Chrome Piping 2% - 6% Small Bore |  |  |  |  | 5000 | Piping | 643SB25FBSTL | Direct field labor for Field Fab CMSB: 2.5" Sch Standard or less.
64 | 3 | 3 | SB | 25 | FB | XH | L | Field Fab CM6SB: 2.5" Sch XH | 643-SB-25FB-XH-L | LF | NO | NO |  | 2010 | DIRECT LABOR | Active | Install Chrome Piping 2% - 6% | Install Chrome Piping 2% - 6% Small Bore |  |  |  |  | 5000 | Piping | 643SB25FBXHL | Direct field labor for Field Fab CMSB: 2.5" Sch XH.
64 | 3 | 3 | SB | 25 | FB | XX | L | Field Fab CM6SB: 2.5" Sch XXH | 643-SB-25FB-XX-L | LF | NO | NO |  | 2010 | DIRECT LABOR | Active | Install Chrome Piping 2% - 6% | Install Chrome Piping 2% - 6% Small Bore |  |  |  |  | 5000 | Piping | 643SB25FBXXL | Direct field labor for Field Fab CMSB: 2.5" Sch XXH.
64 | 3 | 3 | XB | 00 | 00 | 00 | L | Install Chrome Piping 2% - 6% X-tra Large Bore | 643-XB-0000-00-L | LF | NO | NO |  | 2010 | DIRECT LABOR | Active | Install Chrome Piping 2% - 6% | Install Chrome Piping 2% - 6% X-tra Large Bore |  |  |  |  | 5000 | Piping | 643XB000000L | Summary of Install Chrome Piping 2% - 6% X-tra Large Bore labor costs.
64 | 3 | 3 | XB | 30 | 00 | 00 | L | Install Chrome Piping 2% - 6% X-tra Large Bore 30" | 643-XB-3000-00-L | LF | NO | NO |  | 2010 | DIRECT LABOR | Active | Install Chrome Piping 2% - 6% | Install Chrome Piping 2% - 6% X-tra Large Bore |  |  |  |  | 5000 | Piping | 643XB300000L | Summary of Install Chrome Piping 2% - 6% X-tra Large Bore 30" labor costs.
64 | 3 | 3 | XB | 30 | ER | 00 | L | Install Chrome Piping 2% - 6% X-tra Large Bore 30" - Erect | 643-XB-30ER-00-L | LF | NO | NO |  | 2010 | DIRECT LABOR | Active | Install Chrome Piping 2% - 6% | Install Chrome Piping 2% - 6% X-tra Large Bore |  |  |  |  | 5000 | Piping | 643XB30ER00L | Summary of Install Chrome Piping 2% - 6% X-tra Large Bore 30" - Erect labor costs.
64 | 3 | 3 | XB | 30 | ER | ST | L | Erect CM6XB: 30" Sch Standard or less | 643-XB-30ER-ST-L | LF | NO | NO |  | 2010 | DIRECT LABOR | Active | Install Chrome Piping 2% - 6% | Install Chrome Piping 2% - 6% X-tra Large Bore |  |  |  |  | 5000 | Piping | 643XB30ERSTL | Direct field labor for Erect CMXB: 30" Sch Standard or less.
64 | 3 | 3 | XB | 30 | ER | XH | L | Erect CM6XB: 30" Sch XH | 643-XB-30ER-XH-L | LF | NO | NO |  | 2010 | DIRECT LABOR | Active | Install Chrome Piping 2% - 6% | Install Chrome Piping 2% - 6% X-tra Large Bore |  |  |  |  | 5000 | Piping | 643XB30ERXHL | Direct field labor for Erect CMXB: 30" Sch XH.
64 | 3 | 3 | XB | 30 | ER | XX | L | Erect CM6XB: 30" Sch XXH | 643-XB-30ER-XX-L | LF | NO | NO |  | 2010 | DIRECT LABOR | Active | Install Chrome Piping 2% - 6% | Install Chrome Piping 2% - 6% X-tra Large Bore |  |  |  |  | 5000 | Piping | 643XB30ERXXL | Direct field labor for Erect CMXB: 30" Sch XXH.
64 | 3 | 3 | XB | 30 | FB | 00 | L | Install Chrome Piping 2% - 6% X-tra Large Bore 30" - Field Fabricate | 643-XB-30FB-00-L | LF | NO | NO |  | 2010 | DIRECT LABOR | Active | Install Chrome Piping 2% - 6% | Install Chrome Piping 2% - 6% X-tra Large Bore |  |  |  |  | 5000 | Piping | 643XB30FB00L | Summary of Install Chrome Piping 2% - 6% X-tra Large Bore 30" - Field Fabricate labor costs.
64 | 3 | 3 | XB | 30 | FB | ST | L | Field Fab CM6XB: 30" Sch Standard or less | 643-XB-30FB-ST-L | LF | NO | NO |  | 2010 | DIRECT LABOR | Active | Install Chrome Piping 2% - 6% | Install Chrome Piping 2% - 6% X-tra Large Bore |  |  |  |  | 5000 | Piping | 643XB30FBSTL | Direct field labor for Field Fab CMXB: 30" Sch Standard or less.
64 | 3 | 3 | XB | 30 | FB | XH | L | Field Fab CM6XB: 30" Sch XH | 643-XB-30FB-XH-L | LF | NO | NO |  | 2010 | DIRECT LABOR | Active | Install Chrome Piping 2% - 6% | Install Chrome Piping 2% - 6% X-tra Large Bore |  |  |  |  | 5000 | Piping | 643XB30FBXHL | Direct field labor for Field Fab CMXB: 30" Sch XH.
64 | 3 | 3 | XB | 30 | FB | XX | L | Field Fab CM6XB: 30" Sch XXH | 643-XB-30FB-XX-L | LF | NO | NO |  | 2010 | DIRECT LABOR | Active | Install Chrome Piping 2% - 6% | Install Chrome Piping 2% - 6% X-tra Large Bore |  |  |  |  | 5000 | Piping | 643XB30FBXXL | Direct field labor for Field Fab CMXB: 30" Sch XXH.
64 | 3 | 3 | XB | 36 | 00 | 00 | L | Install Chrome Piping 2% - 6% X-tra Large Bore 36" | 643-XB-3600-00-L | LF | NO | NO |  | 2010 | DIRECT LABOR | Active | Install Chrome Piping 2% - 6% | Install Chrome Piping 2% - 6% X-tra Large Bore |  |  |  |  | 5000 | Piping | 643XB360000L | Summary of Install Chrome Piping 2% - 6% X-tra Large Bore 36" labor costs.
64 | 3 | 3 | XB | 36 | ER | 00 | L | Install Chrome Piping 2% - 6% X-tra Large Bore 36" - Erect | 643-XB-36ER-00-L | LF | NO | NO |  | 2010 | DIRECT LABOR | Active | Install Chrome Piping 2% - 6% | Install Chrome Piping 2% - 6% X-tra Large Bore |  |  |  |  | 5000 | Piping | 643XB36ER00L | Summary of Install Chrome Piping 2% - 6% X-tra Large Bore 36" - Erect labor costs.
64 | 3 | 3 | XB | 36 | ER | ST | L | Erect CM6XB: 36" Sch Standard or less | 643-XB-36ER-ST-L | LF | NO | NO |  | 2010 | DIRECT LABOR | Active | Install Chrome Piping 2% - 6% | Install Chrome Piping 2% - 6% X-tra Large Bore |  |  |  |  | 5000 | Piping | 643XB36ERSTL | Direct field labor for Erect CMXB: 36" Sch Standard or less.
64 | 3 | 3 | XB | 36 | ER | XH | L | Erect CM6XB: 36" Sch XH | 643-XB-36ER-XH-L | LF | NO | NO |  | 2010 | DIRECT LABOR | Active | Install Chrome Piping 2% - 6% | Install Chrome Piping 2% - 6% X-tra Large Bore |  |  |  |  | 5000 | Piping | 643XB36ERXHL | Direct field labor for Erect CMXB: 36" Sch XH.
64 | 3 | 3 | XB | 36 | ER | XX | L | Erect CM6XB: 36" Sch XXH | 643-XB-36ER-XX-L | LF | NO | NO |  | 2010 | DIRECT LABOR | Active | Install Chrome Piping 2% - 6% | Install Chrome Piping 2% - 6% X-tra Large Bore |  |  |  |  | 5000 | Piping | 643XB36ERXXL | Direct field labor for Erect CMXB: 36" Sch XXH.
64 | 3 | 3 | XB | 36 | FB | 00 | L | Install Chrome Piping 2% - 6% X-tra Large Bore 36" - Field Fabricate | 643-XB-36FB-00-L | LF | NO | NO |  | 2010 | DIRECT LABOR | Active | Install Chrome Piping 2% - 6% | Install Chrome Piping 2% - 6% X-tra Large Bore |  |  |  |  | 5000 | Piping | 643XB36FB00L | Summary of Install Chrome Piping 2% - 6% X-tra Large Bore 36" - Field Fabricate labor costs.
64 | 3 | 3 | XB | 36 | FB | ST | L | Field Fab CM6XB: 36" Sch Standard or less | 643-XB-36FB-ST-L | LF | NO | NO |  | 2010 | DIRECT LABOR | Active | Install Chrome Piping 2% - 6% | Install Chrome Piping 2% - 6% X-tra Large Bore |  |  |  |  | 5000 | Piping | 643XB36FBSTL | Direct field labor for Field Fab CMXB: 36" Sch Standard or less.
64 | 3 | 3 | XB | 36 | FB | XH | L | Field Fab CM6XB: 36" Sch XH | 643-XB-36FB-XH-L | LF | NO | NO |  | 2010 | DIRECT LABOR | Active | Install Chrome Piping 2% - 6% | Install Chrome Piping 2% - 6% X-tra Large Bore |  |  |  |  | 5000 | Piping | 643XB36FBXHL | Direct field labor for Field Fab CMXB: 36" Sch XH.
64 | 3 | 3 | XB | 36 | FB | XX | L | Field Fab CM6XB: 36" Sch XXH | 643-XB-36FB-XX-L | LF | NO | NO |  | 2010 | DIRECT LABOR | Active | Install Chrome Piping 2% - 6% | Install Chrome Piping 2% - 6% X-tra Large Bore |  |  |  |  | 5000 | Piping | 643XB36FBXXL | Direct field labor for Field Fab CMXB: 36" Sch XXH.
64 | 3 | 3 | XB | 42 | 00 | 00 | L | Install Chrome Piping 2% - 6% X-tra Large Bore 42" | 643-XB-4200-00-L | LF | NO | NO |  | 2010 | DIRECT LABOR | Active | Install Chrome Piping 2% - 6% | Install Chrome Piping 2% - 6% X-tra Large Bore |  |  |  |  | 5000 | Piping | 643XB420000L | Summary of Install Chrome Piping 2% - 6% X-tra Large Bore 42" labor costs.
64 | 3 | 3 | XB | 42 | ER | 00 | L | Install Chrome Piping 2% - 6% X-tra Large Bore 42" - Erect | 643-XB-42ER-00-L | LF | NO | NO |  | 2010 | DIRECT LABOR | Active | Install Chrome Piping 2% - 6% | Install Chrome Piping 2% - 6% X-tra Large Bore |  |  |  |  | 5000 | Piping | 643XB42ER00L | Summary of Install Chrome Piping 2% - 6% X-tra Large Bore 42" - Erect labor costs.
64 | 3 | 3 | XB | 42 | ER | ST | L | Erect CM6XB: 42" Sch Standard or less | 643-XB-42ER-ST-L | LF | NO | NO |  | 2010 | DIRECT LABOR | Active | Install Chrome Piping 2% - 6% | Install Chrome Piping 2% - 6% X-tra Large Bore |  |  |  |  | 5000 | Piping | 643XB42ERSTL | Direct field labor for Erect CMXB: 42" Sch Standard or less.
64 | 3 | 3 | XB | 42 | ER | XH | L | Erect CM6XB: 42" Sch XH | 643-XB-42ER-XH-L | LF | NO | NO |  | 2010 | DIRECT LABOR | Active | Install Chrome Piping 2% - 6% | Install Chrome Piping 2% - 6% X-tra Large Bore |  |  |  |  | 5000 | Piping | 643XB42ERXHL | Direct field labor for Erect CMXB: 42" Sch XH.
64 | 3 | 3 | XB | 42 | ER | XX | L | Erect CM6XB: 42" Sch XXH | 643-XB-42ER-XX-L | LF | NO | NO |  | 2010 | DIRECT LABOR | Active | Install Chrome Piping 2% - 6% | Install Chrome Piping 2% - 6% X-tra Large Bore |  |  |  |  | 5000 | Piping | 643XB42ERXXL | Direct field labor for Erect CMXB: 42" Sch XXH.
64 | 3 | 3 | XB | 42 | FB | 00 | L | Install Chrome Piping 2% - 6% X-tra Large Bore 42" - Field Fabricate | 643-XB-42FB-00-L | LF | NO | NO |  | 2010 | DIRECT LABOR | Active | Install Chrome Piping 2% - 6% | Install Chrome Piping 2% - 6% X-tra Large Bore |  |  |  |  | 5000 | Piping | 643XB42FB00L | Summary of Install Chrome Piping 2% - 6% X-tra Large Bore 42" - Field Fabricate labor costs.
64 | 3 | 3 | XB | 42 | FB | ST | L | Field Fab CM6XB: 42" Sch Standard or less | 643-XB-42FB-ST-L | LF | NO | NO |  | 2010 | DIRECT LABOR | Active | Install Chrome Piping 2% - 6% | Install Chrome Piping 2% - 6% X-tra Large Bore |  |  |  |  | 5000 | Piping | 643XB42FBSTL | Direct field labor for Field Fab CMXB: 42" Sch Standard or less.
64 | 3 | 3 | XB | 42 | FB | XH | L | Field Fab CM6XB: 42" Sch XH | 643-XB-42FB-XH-L | LF | NO | NO |  | 2010 | DIRECT LABOR | Active | Install Chrome Piping 2% - 6% | Install Chrome Piping 2% - 6% X-tra Large Bore |  |  |  |  | 5000 | Piping | 643XB42FBXHL | Direct field labor for Field Fab CMXB: 42" Sch XH.
64 | 3 | 3 | XB | 42 | FB | XX | L | Field Fab CM6XB: 42" Sch XXH | 643-XB-42FB-XX-L | LF | NO | NO |  | 2010 | DIRECT LABOR | Active | Install Chrome Piping 2% - 6% | Install Chrome Piping 2% - 6% X-tra Large Bore |  |  |  |  | 5000 | Piping | 643XB42FBXXL | Direct field labor for Field Fab CMXB: 42" Sch XXH.
64 | 3 | 3 | XB | 48 | 00 | 00 | L | Install Chrome Piping 2% - 6% X-tra Large Bore 48" | 643-XB-4800-00-L | LF | NO | NO |  | 2010 | DIRECT LABOR | Active | Install Chrome Piping 2% - 6% | Install Chrome Piping 2% - 6% X-tra Large Bore |  |  |  |  | 5000 | Piping | 643XB480000L | Summary of Install Chrome Piping 2% - 6% X-tra Large Bore 48" labor costs.
64 | 3 | 3 | XB | 48 | ER | 00 | L | Install Chrome Piping 2% - 6% X-tra Large Bore 48" - Erect | 643-XB-48ER-00-L | LF | NO | NO |  | 2010 | DIRECT LABOR | Active | Install Chrome Piping 2% - 6% | Install Chrome Piping 2% - 6% X-tra Large Bore |  |  |  |  | 5000 | Piping | 643XB48ER00L | Summary of Install Chrome Piping 2% - 6% X-tra Large Bore 48" - Erect labor costs.
64 | 3 | 3 | XB | 48 | ER | ST | L | Erect CM6XB: 48" Sch Standard or less | 643-XB-48ER-ST-L | LF | NO | NO |  | 2010 | DIRECT LABOR | Active | Install Chrome Piping 2% - 6% | Install Chrome Piping 2% - 6% X-tra Large Bore |  |  |  |  | 5000 | Piping | 643XB48ERSTL | Direct field labor for Erect CMXB: 48" Sch Standard or less.
64 | 3 | 3 | XB | 48 | ER | XH | L | Erect CM6XB: 48" Sch XH | 643-XB-48ER-XH-L | LF | NO | NO |  | 2010 | DIRECT LABOR | Active | Install Chrome Piping 2% - 6% | Install Chrome Piping 2% - 6% X-tra Large Bore |  |  |  |  | 5000 | Piping | 643XB48ERXHL | Direct field labor for Erect CMXB: 48" Sch XH.
64 | 3 | 3 | XB | 48 | ER | XX | L | Erect CM6XB: 48" Sch XXH | 643-XB-48ER-XX-L | LF | NO | NO |  | 2010 | DIRECT LABOR | Active | Install Chrome Piping 2% - 6% | Install Chrome Piping 2% - 6% X-tra Large Bore |  |  |  |  | 5000 | Piping | 643XB48ERXXL | Direct field labor for Erect CMXB: 48" Sch XXH.
64 | 3 | 3 | XB | 48 | FB | 00 | L | Install Chrome Piping 2% - 6% X-tra Large Bore 48" - Field Fabricate | 643-XB-48FB-00-L | LF | NO | NO |  | 2010 | DIRECT LABOR | Active | Install Chrome Piping 2% - 6% | Install Chrome Piping 2% - 6% X-tra Large Bore |  |  |  |  | 5000 | Piping | 643XB48FB00L | Summary of Install Chrome Piping 2% - 6% X-tra Large Bore 48" - Field Fabricate labor costs.
64 | 3 | 3 | XB | 48 | FB | ST | L | Field Fab CM6XB: 48" Sch Standard or less | 643-XB-48FB-ST-L | LF | NO | NO |  | 2010 | DIRECT LABOR | Active | Install Chrome Piping 2% - 6% | Install Chrome Piping 2% - 6% X-tra Large Bore |  |  |  |  | 5000 | Piping | 643XB48FBSTL | Direct field labor for Field Fab CMXB: 48" Sch Standard or less.
64 | 3 | 3 | XB | 48 | FB | XH | L | Field Fab CM6XB: 48" Sch XH | 643-XB-48FB-XH-L | LF | NO | NO |  | 2010 | DIRECT LABOR | Active | Install Chrome Piping 2% - 6% | Install Chrome Piping 2% - 6% X-tra Large Bore |  |  |  |  | 5000 | Piping | 643XB48FBXHL | Direct field labor for Field Fab CMXB: 48" Sch XH.
64 | 3 | 3 | XB | 48 | FB | XX | L | Field Fab CM6XB: 48" Sch XXH | 643-XB-48FB-XX-L | LF | NO | NO |  | 2010 | DIRECT LABOR | Active | Install Chrome Piping 2% - 6% | Install Chrome Piping 2% - 6% X-tra Large Bore |  |  |  |  | 5000 | Piping | 643XB48FBXXL | Direct field labor for Field Fab CMXB: 48" Sch XXH.
64 | 3 | 3 | XB | 54 | 00 | 00 | L | Install Chrome Piping 2% - 6% X-tra Large Bore 54" | 643-XB-5400-00-L | LF | NO | NO |  | 2010 | DIRECT LABOR | Active | Install Chrome Piping 2% - 6% | Install Chrome Piping 2% - 6% X-tra Large Bore |  |  |  |  | 5000 | Piping | 643XB540000L | Summary of Install Chrome Piping 2% - 6% X-tra Large Bore 54" labor costs.
64 | 3 | 3 | XB | 54 | ER | 00 | L | Install Chrome Piping 2% - 6% X-tra Large Bore 54" - Erect | 643-XB-54ER-00-L | LF | NO | NO |  | 2010 | DIRECT LABOR | Active | Install Chrome Piping 2% - 6% | Install Chrome Piping 2% - 6% X-tra Large Bore |  |  |  |  | 5000 | Piping | 643XB54ER00L | Summary of Install Chrome Piping 2% - 6% X-tra Large Bore 54" - Erect labor costs.
64 | 3 | 3 | XB | 54 | ER | ST | L | Erect CM6XB: 54" Sch Standard or less | 643-XB-54ER-ST-L | LF | NO | NO |  | 2010 | DIRECT LABOR | Active | Install Chrome Piping 2% - 6% | Install Chrome Piping 2% - 6% X-tra Large Bore |  |  |  |  | 5000 | Piping | 643XB54ERSTL | Direct field labor for Erect CMXB: 54" Sch Standard or less.
64 | 3 | 3 | XB | 54 | ER | XH | L | Erect CM6XB: 54" Sch XH | 643-XB-54ER-XH-L | LF | NO | NO |  | 2010 | DIRECT LABOR | Active | Install Chrome Piping 2% - 6% | Install Chrome Piping 2% - 6% X-tra Large Bore |  |  |  |  | 5000 | Piping | 643XB54ERXHL | Direct field labor for Erect CMXB: 54" Sch XH.
64 | 3 | 3 | XB | 54 | ER | XX | L | Erect CM6XB: 54" Sch XXH | 643-XB-54ER-XX-L | LF | NO | NO |  | 2010 | DIRECT LABOR | Active | Install Chrome Piping 2% - 6% | Install Chrome Piping 2% - 6% X-tra Large Bore |  |  |  |  | 5000 | Piping | 643XB54ERXXL | Direct field labor for Erect CMXB: 54" Sch XXH.
64 | 3 | 3 | XB | 54 | FB | 00 | L | Install Chrome Piping 2% - 6% X-tra Large Bore 54" - Field Fabricate | 643-XB-54FB-00-L | LF | NO | NO |  | 2010 | DIRECT LABOR | Active | Install Chrome Piping 2% - 6% | Install Chrome Piping 2% - 6% X-tra Large Bore |  |  |  |  | 5000 | Piping | 643XB54FB00L | Summary of Install Chrome Piping 2% - 6% X-tra Large Bore 54" - Field Fabricate labor costs.
64 | 3 | 3 | XB | 54 | FB | ST | L | Field Fab CM6XB: 54" Sch Standard or less | 643-XB-54FB-ST-L | LF | NO | NO |  | 2010 | DIRECT LABOR | Active | Install Chrome Piping 2% - 6% | Install Chrome Piping 2% - 6% X-tra Large Bore |  |  |  |  | 5000 | Piping | 643XB54FBSTL | Direct field labor for Field Fab CMXB: 54" Sch Standard or less.
64 | 3 | 3 | XB | 54 | FB | XH | L | Field Fab CM6XB: 54" Sch XH | 643-XB-54FB-XH-L | LF | NO | NO |  | 2010 | DIRECT LABOR | Active | Install Chrome Piping 2% - 6% | Install Chrome Piping 2% - 6% X-tra Large Bore |  |  |  |  | 5000 | Piping | 643XB54FBXHL | Direct field labor for Field Fab CMXB: 54" Sch XH.
64 | 3 | 3 | XB | 54 | FB | XX | L | Field Fab CM6XB: 54" Sch XXH | 643-XB-54FB-XX-L | LF | NO | NO |  | 2010 | DIRECT LABOR | Active | Install Chrome Piping 2% - 6% | Install Chrome Piping 2% - 6% X-tra Large Bore |  |  |  |  | 5000 | Piping | 643XB54FBXXL | Direct field labor for Field Fab CMXB: 54" Sch XXH.
64 | 4 | 3 | XB | 60 | 00 | 00 | L | Install Chrome Piping 2% - 6% X-tra Large Bore 60" | 643-XB-6000-00-L | LF | NO | NO |  | 2010 | DIRECT LABOR | Active | Install Chrome Piping 2% - 6% | Install Chrome Piping 2% - 6% X-tra Large Bore |  |  |  |  | 5000 | Piping | 643XB600000L | Summary of Install Chrome Piping 2% - 6% X-tra Large Bore 60" labor costs.
64 | 4 | 3 | XB | 60 | ER | 00 | L | Install Chrome Piping 2% - 6% X-tra Large Bore 60" - Erect | 643-XB-60ER-00-L | LF | NO | NO |  | 2010 | DIRECT LABOR | Active | Install Chrome Piping 2% - 6% | Install Chrome Piping 2% - 6% X-tra Large Bore |  |  |  |  | 5000 | Piping | 643XB60ER00L | Summary of Install Chrome Piping 2% - 6% X-tra Large Bore 60" - Erect labor costs.
64 | 4 | 3 | XB | 60 | ER | ST | L | Erect CM6XB: 60" Sch Standard or less | 643-XB-60ER-ST-L | LF | NO | NO |  | 2010 | DIRECT LABOR | Active | Install Chrome Piping 2% - 6% | Install Chrome Piping 2% - 6% X-tra Large Bore |  |  |  |  | 5000 | Piping | 643XB60ERSTL | Direct field labor for Erect CMXB: 60" Sch Standard or less.
64 | 4 | 3 | XB | 60 | ER | XH | L | Erect CM6XB: 60" Sch XH | 643-XB-60ER-XH-L | LF | NO | NO |  | 2010 | DIRECT LABOR | Active | Install Chrome Piping 2% - 6% | Install Chrome Piping 2% - 6% X-tra Large Bore |  |  |  |  | 5000 | Piping | 643XB60ERXHL | Direct field labor for Erect CMXB: 60" Sch XH.
64 | 4 | 3 | XB | 60 | ER | XX | L | Erect CM6XB: 60" Sch XXH | 643-XB-60ER-XX-L | LF | NO | NO |  | 2010 | DIRECT LABOR | Active | Install Chrome Piping 2% - 6% | Install Chrome Piping 2% - 6% X-tra Large Bore |  |  |  |  | 5000 | Piping | 643XB60ERXXL | Direct field labor for Erect CMXB: 60" Sch XXH.
64 | 4 | 3 | XB | 60 | FB | 00 | L | Install Chrome Piping 2% - 6% X-tra Large Bore 60" - Field Fabricate | 643-XB-60FB-00-L | LF | NO | NO |  | 2010 | DIRECT LABOR | Active | Install Chrome Piping 2% - 6% | Install Chrome Piping 2% - 6% X-tra Large Bore |  |  |  |  | 5000 | Piping | 643XB60FB00L | Summary of Install Chrome Piping 2% - 6% X-tra Large Bore 60" - Field Fabricate labor costs.
64 | 4 | 3 | XB | 60 | FB | ST | L | Field Fab CM6XB: 60" Sch Standard or less | 643-XB-60FB-ST-L | LF | NO | NO |  | 2010 | DIRECT LABOR | Active | Install Chrome Piping 2% - 6% | Install Chrome Piping 2% - 6% X-tra Large Bore |  |  |  |  | 5000 | Piping | 643XB60FBSTL | Direct field labor for Field Fab CMXB: 60" Sch Standard or less.
64 | 4 | 3 | XB | 60 | FB | XH | L | Field Fab CM6XB: 60" Sch XH | 643-XB-60FB-XH-L | LF | NO | NO |  | 2010 | DIRECT LABOR | Active | Install Chrome Piping 2% - 6% | Install Chrome Piping 2% - 6% X-tra Large Bore |  |  |  |  | 5000 | Piping | 643XB60FBXHL | Direct field labor for Field Fab CMXB: 60" Sch XH.
64 | 4 | 3 | XB | 60 | FB | XX | L | Field Fab CM6XB: 60" Sch XXH | 643-XB-60FB-XX-L | LF | NO | NO |  | 2010 | DIRECT LABOR | Active | Install Chrome Piping 2% - 6% | Install Chrome Piping 2% - 6% X-tra Large Bore |  |  |  |  | 5000 | Piping | 643XB60FBXXL | Direct field labor for Field Fab CMXB: 60" Sch XXH.
64 | 4 | 4 | 00 | 00 | 00 | 00 | 0 | Install Chrome Piping 6% - 15% & Nickel 3.5% | 644-00-0000-00-0 | LF | YES | YES | Bulks | 2010 | DIRECT LABOR | Active | Install Chrome Piping 6% - 15% & Nickel 3.5% | Summary |  |  |  |  | 5000 | Piping | 644000000000 | Top-level summary of all Install Chrome Piping 6% - 15% & Nickel 3.5% costs.
64 | 4 | 4 | LB | 00 | 00 | LB | L | Install Chrome Piping 6% - 15% & Nickel 3.5% Large Bore | 644-LB-0000-LB-L | LF | NO | NO |  | 2010 | DIRECT LABOR | Active | Install Chrome Piping 6% - 15% & Nickel 3.5% | Install Chrome Piping 6% - 15% & Nickel 3.5% Large Bore |  |  |  |  | 5000 | Piping | 644LB0000LBL | Summary of Install Chrome Piping 6% - 15% & Nickel 3.5% Large Bore labor costs.
64 | 4 | 4 | LB | 12 | 00 | 00 | L | Install Chrome Piping 6% - 15% & Nickel 3.5% Large Bore 12" | 644-LB-1200-00-L | LF | NO | NO |  | 2010 | DIRECT LABOR | Active | Install Chrome Piping 6% - 15% & Nickel 3.5% | Install Chrome Piping 6% - 15% & Nickel 3.5% Large Bore |  |  |  |  | 5000 | Piping | 644LB120000L | Summary of Install Chrome Piping 6% - 15% & Nickel 3.5% Large Bore 12" labor costs.
64 | 4 | 4 | LB | 12 | ER | 00 | L | Install Chrome Piping 6% - 15% & Nickel 3.5% Large Bore 12" - Erect | 644-LB-12ER-00-L | LF | NO | NO |  | 2010 | DIRECT LABOR | Active | Install Chrome Piping 6% - 15% & Nickel 3.5% | Install Chrome Piping 6% - 15% & Nickel 3.5% Large Bore |  |  |  |  | 5000 | Piping | 644LB12ER00L | Summary of Install Chrome Piping 6% - 15% & Nickel 3.5% Large Bore 12" - Erect labor costs.
64 | 4 | 4 | LB | 12 | ER | ST | L | Erect CM9LB: 12" Sch Standard or less | 644-LB-12ER-ST-L | LF | NO | NO |  | 2010 | DIRECT LABOR | Active | Install Chrome Piping 6% - 15% & Nickel 3.5% | Install Chrome Piping 6% - 15% & Nickel 3.5% Large Bore |  |  |  |  | 5000 | Piping | 644LB12ERSTL | Direct field labor for Erect CMLB: 12" Sch Standard or less.
64 | 4 | 4 | LB | 12 | ER | XH | L | Erect CM9LB: 12" Sch XH | 644-LB-12ER-XH-L | LF | NO | NO |  | 2010 | DIRECT LABOR | Active | Install Chrome Piping 6% - 15% & Nickel 3.5% | Install Chrome Piping 6% - 15% & Nickel 3.5% Large Bore |  |  |  |  | 5000 | Piping | 644LB12ERXHL | Direct field labor for Erect CMLB: 12" Sch XH.
64 | 4 | 4 | LB | 12 | ER | XX | L | Erect CM9LB: 12" Sch XXH | 644-LB-12ER-XX-L | LF | NO | NO |  | 2010 | DIRECT LABOR | Active | Install Chrome Piping 6% - 15% & Nickel 3.5% | Install Chrome Piping 6% - 15% & Nickel 3.5% Large Bore |  |  |  |  | 5000 | Piping | 644LB12ERXXL | Direct field labor for Erect CMLB: 12" Sch XXH.
64 | 4 | 4 | LB | 12 | FB | 00 | L | Install Chrome Piping 6% - 15% & Nickel 3.5% Large Bore 12" - Field Fabricate | 644-LB-12FB-00-L | LF | NO | NO |  | 2010 | DIRECT LABOR | Active | Install Chrome Piping 6% - 15% & Nickel 3.5% | Install Chrome Piping 6% - 15% & Nickel 3.5% Large Bore |  |  |  |  | 5000 | Piping | 644LB12FB00L | Summary of Install Chrome Piping 6% - 15% & Nickel 3.5% Large Bore 12" - Field Fabricate labor costs.
64 | 4 | 4 | LB | 12 | FB | ST | L | Field Fab CM9LB: 12" Sch Standard or less | 644-LB-12FB-ST-L | LF | NO | NO |  | 2010 | DIRECT LABOR | Active | Install Chrome Piping 6% - 15% & Nickel 3.5% | Install Chrome Piping 6% - 15% & Nickel 3.5% Large Bore |  |  |  |  | 5000 | Piping | 644LB12FBSTL | Direct field labor for Field Fab CMLB: 12" Sch Standard or less.
64 | 4 | 4 | LB | 12 | FB | XH | L | Field Fab CM9LB: 12" Sch XH | 644-LB-12FB-XH-L | LF | NO | NO |  | 2010 | DIRECT LABOR | Active | Install Chrome Piping 6% - 15% & Nickel 3.5% | Install Chrome Piping 6% - 15% & Nickel 3.5% Large Bore |  |  |  |  | 5000 | Piping | 644LB12FBXHL | Direct field labor for Field Fab CMLB: 12" Sch XH.
64 | 4 | 4 | LB | 12 | FB | XX | L | Field Fab CM9LB: 12" Sch XXH | 644-LB-12FB-XX-L | LF | NO | NO |  | 2010 | DIRECT LABOR | Active | Install Chrome Piping 6% - 15% & Nickel 3.5% | Install Chrome Piping 6% - 15% & Nickel 3.5% Large Bore |  |  |  |  | 5000 | Piping | 644LB12FBXXL | Direct field labor for Field Fab CMLB: 12" Sch XXH.
64 | 4 | 4 | LB | 14 | 00 | 00 | L | Install Chrome Piping 6% - 15% & Nickel 3.5% Large Bore 14" | 644-LB-1400-00-L | LF | NO | NO |  | 2010 | DIRECT LABOR | Active | Install Chrome Piping 6% - 15% & Nickel 3.5% | Install Chrome Piping 6% - 15% & Nickel 3.5% Large Bore |  |  |  |  | 5000 | Piping | 644LB140000L | Summary of Install Chrome Piping 6% - 15% & Nickel 3.5% Large Bore 14" labor costs.
64 | 4 | 4 | LB | 14 | ER | 00 | L | Install Chrome Piping 6% - 15% & Nickel 3.5% Large Bore 14" - Erect | 644-LB-14ER-00-L | LF | NO | NO |  | 2010 | DIRECT LABOR | Active | Install Chrome Piping 6% - 15% & Nickel 3.5% | Install Chrome Piping 6% - 15% & Nickel 3.5% Large Bore |  |  |  |  | 5000 | Piping | 644LB14ER00L | Summary of Install Chrome Piping 6% - 15% & Nickel 3.5% Large Bore 14" - Erect labor costs.
64 | 4 | 4 | LB | 14 | ER | ST | L | Erect CM9LB: 14" Sch Standard or less | 644-LB-14ER-ST-L | LF | NO | NO |  | 2010 | DIRECT LABOR | Active | Install Chrome Piping 6% - 15% & Nickel 3.5% | Install Chrome Piping 6% - 15% & Nickel 3.5% Large Bore |  |  |  |  | 5000 | Piping | 644LB14ERSTL | Direct field labor for Erect CMLB: 14" Sch Standard or less.
64 | 4 | 4 | LB | 14 | ER | XH | L | Erect CM9LB: 14" Sch XH | 644-LB-14ER-XH-L | LF | NO | NO |  | 2010 | DIRECT LABOR | Active | Install Chrome Piping 6% - 15% & Nickel 3.5% | Install Chrome Piping 6% - 15% & Nickel 3.5% Large Bore |  |  |  |  | 5000 | Piping | 644LB14ERXHL | Direct field labor for Erect CMLB: 14" Sch XH.
64 | 4 | 4 | LB | 14 | ER | XX | L | Erect CM9LB: 14" Sch XXH | 644-LB-14ER-XX-L | LF | NO | NO |  | 2010 | DIRECT LABOR | Active | Install Chrome Piping 6% - 15% & Nickel 3.5% | Install Chrome Piping 6% - 15% & Nickel 3.5% Large Bore |  |  |  |  | 5000 | Piping | 644LB14ERXXL | Direct field labor for Erect CMLB: 14" Sch XXH.
64 | 4 | 4 | LB | 14 | FB | 00 | L | Install Chrome Piping 6% - 15% & Nickel 3.5% Large Bore 14" - Field Fabricate | 644-LB-14FB-00-L | LF | NO | NO |  | 2010 | DIRECT LABOR | Active | Install Chrome Piping 6% - 15% & Nickel 3.5% | Install Chrome Piping 6% - 15% & Nickel 3.5% Large Bore |  |  |  |  | 5000 | Piping | 644LB14FB00L | Summary of Install Chrome Piping 6% - 15% & Nickel 3.5% Large Bore 14" - Field Fabricate labor costs.
64 | 4 | 4 | LB | 14 | FB | ST | L | Field Fab CM9LB: 14" Sch Standard or less | 644-LB-14FB-ST-L | LF | NO | NO |  | 2010 | DIRECT LABOR | Active | Install Chrome Piping 6% - 15% & Nickel 3.5% | Install Chrome Piping 6% - 15% & Nickel 3.5% Large Bore |  |  |  |  | 5000 | Piping | 644LB14FBSTL | Direct field labor for Field Fab CMLB: 14" Sch Standard or less.
64 | 4 | 4 | LB | 14 | FB | XH | L | Field Fab CM9LB: 14" Sch XH | 644-LB-14FB-XH-L | LF | NO | NO |  | 2010 | DIRECT LABOR | Active | Install Chrome Piping 6% - 15% & Nickel 3.5% | Install Chrome Piping 6% - 15% & Nickel 3.5% Large Bore |  |  |  |  | 5000 | Piping | 644LB14FBXHL | Direct field labor for Field Fab CMLB: 14" Sch XH.
64 | 4 | 4 | LB | 14 | FB | XX | L | Field Fab CM9LB: 14" Sch XXH | 644-LB-14FB-XX-L | LF | NO | NO |  | 2010 | DIRECT LABOR | Active | Install Chrome Piping 6% - 15% & Nickel 3.5% | Install Chrome Piping 6% - 15% & Nickel 3.5% Large Bore |  |  |  |  | 5000 | Piping | 644LB14FBXXL | Direct field labor for Field Fab CMLB: 14" Sch XXH.
64 | 4 | 4 | LB | 16 | 00 | 00 | L | Install Chrome Piping 6% - 15% & Nickel 3.5% Large Bore 16" | 644-LB-1600-00-L | LF | NO | NO |  | 2010 | DIRECT LABOR | Active | Install Chrome Piping 6% - 15% & Nickel 3.5% | Install Chrome Piping 6% - 15% & Nickel 3.5% Large Bore |  |  |  |  | 5000 | Piping | 644LB160000L | Summary of Install Chrome Piping 6% - 15% & Nickel 3.5% Large Bore 16" labor costs.
64 | 4 | 4 | LB | 16 | ER | 00 | L | Install Chrome Piping 6% - 15% & Nickel 3.5% Large Bore 16" - Erect | 644-LB-16ER-00-L | LF | NO | NO |  | 2010 | DIRECT LABOR | Active | Install Chrome Piping 6% - 15% & Nickel 3.5% | Install Chrome Piping 6% - 15% & Nickel 3.5% Large Bore |  |  |  |  | 5000 | Piping | 644LB16ER00L | Summary of Install Chrome Piping 6% - 15% & Nickel 3.5% Large Bore 16" - Erect labor costs.
64 | 4 | 4 | LB | 16 | ER | ST | L | Erect CM9LB: 16" Sch Standard or less | 644-LB-16ER-ST-L | LF | NO | NO |  | 2010 | DIRECT LABOR | Active | Install Chrome Piping 6% - 15% & Nickel 3.5% | Install Chrome Piping 6% - 15% & Nickel 3.5% Large Bore |  |  |  |  | 5000 | Piping | 644LB16ERSTL | Direct field labor for Erect CMLB: 16" Sch Standard or less.
64 | 4 | 4 | LB | 16 | ER | XH | L | Erect CM9LB: 16" Sch XH | 644-LB-16ER-XH-L | LF | NO | NO |  | 2010 | DIRECT LABOR | Active | Install Chrome Piping 6% - 15% & Nickel 3.5% | Install Chrome Piping 6% - 15% & Nickel 3.5% Large Bore |  |  |  |  | 5000 | Piping | 644LB16ERXHL | Direct field labor for Erect CMLB: 16" Sch XH.
64 | 4 | 4 | LB | 16 | ER | XX | L | Erect CM9LB: 16" Sch XXH | 644-LB-16ER-XX-L | LF | NO | NO |  | 2010 | DIRECT LABOR | Active | Install Chrome Piping 6% - 15% & Nickel 3.5% | Install Chrome Piping 6% - 15% & Nickel 3.5% Large Bore |  |  |  |  | 5000 | Piping | 644LB16ERXXL | Direct field labor for Erect CMLB: 16" Sch XXH.
64 | 4 | 4 | LB | 16 | FB | 00 | L | Install Chrome Piping 6% - 15% & Nickel 3.5% Large Bore 16" - Field Fabricate | 644-LB-16FB-00-L | LF | NO | NO |  | 2010 | DIRECT LABOR | Active | Install Chrome Piping 6% - 15% & Nickel 3.5% | Install Chrome Piping 6% - 15% & Nickel 3.5% Large Bore |  |  |  |  | 5000 | Piping | 644LB16FB00L | Summary of Install Chrome Piping 6% - 15% & Nickel 3.5% Large Bore 16" - Field Fabricate labor costs.
64 | 4 | 4 | LB | 16 | FB | ST | L | Field Fab CM9LB: 16" Sch Standard or less | 644-LB-16FB-ST-L | LF | NO | NO |  | 2010 | DIRECT LABOR | Active | Install Chrome Piping 6% - 15% & Nickel 3.5% | Install Chrome Piping 6% - 15% & Nickel 3.5% Large Bore |  |  |  |  | 5000 | Piping | 644LB16FBSTL | Direct field labor for Field Fab CMLB: 16" Sch Standard or less.
64 | 4 | 4 | LB | 16 | FB | XH | L | Field Fab CM9LB: 16" Sch XH | 644-LB-16FB-XH-L | LF | NO | NO |  | 2010 | DIRECT LABOR | Active | Install Chrome Piping 6% - 15% & Nickel 3.5% | Install Chrome Piping 6% - 15% & Nickel 3.5% Large Bore |  |  |  |  | 5000 | Piping | 644LB16FBXHL | Direct field labor for Field Fab CMLB: 16" Sch XH.
64 | 4 | 4 | LB | 16 | FB | XX | L | Field Fab CM9LB: 16" Sch XXH | 644-LB-16FB-XX-L | LF | NO | NO |  | 2010 | DIRECT LABOR | Active | Install Chrome Piping 6% - 15% & Nickel 3.5% | Install Chrome Piping 6% - 15% & Nickel 3.5% Large Bore |  |  |  |  | 5000 | Piping | 644LB16FBXXL | Direct field labor for Field Fab CMLB: 16" Sch XXH.
64 | 4 | 4 | LB | 18 | 00 | 00 | L | Install Chrome Piping 6% - 15% & Nickel 3.5% Large Bore 18" | 644-LB-1800-00-L | LF | NO | NO |  | 2010 | DIRECT LABOR | Active | Install Chrome Piping 6% - 15% & Nickel 3.5% | Install Chrome Piping 6% - 15% & Nickel 3.5% Large Bore |  |  |  |  | 5000 | Piping | 644LB180000L | Summary of Install Chrome Piping 6% - 15% & Nickel 3.5% Large Bore 18" labor costs.
64 | 4 | 4 | LB | 18 | ER | 00 | L | Install Chrome Piping 6% - 15% & Nickel 3.5% Large Bore 18" - Erect | 644-LB-18ER-00-L | LF | NO | NO |  | 2010 | DIRECT LABOR | Active | Install Chrome Piping 6% - 15% & Nickel 3.5% | Install Chrome Piping 6% - 15% & Nickel 3.5% Large Bore |  |  |  |  | 5000 | Piping | 644LB18ER00L | Summary of Install Chrome Piping 6% - 15% & Nickel 3.5% Large Bore 18" - Erect labor costs.
64 | 4 | 4 | LB | 18 | ER | ST | L | Erect CM9LB: 18" Sch Standard or less | 644-LB-18ER-ST-L | LF | NO | NO |  | 2010 | DIRECT LABOR | Active | Install Chrome Piping 6% - 15% & Nickel 3.5% | Install Chrome Piping 6% - 15% & Nickel 3.5% Large Bore |  |  |  |  | 5000 | Piping | 644LB18ERSTL | Direct field labor for Erect CMLB: 18" Sch Standard or less.
64 | 4 | 4 | LB | 18 | ER | XH | L | Erect CM9LB: 18" Sch XH | 644-LB-18ER-XH-L | LF | NO | NO |  | 2010 | DIRECT LABOR | Active | Install Chrome Piping 6% - 15% & Nickel 3.5% | Install Chrome Piping 6% - 15% & Nickel 3.5% Large Bore |  |  |  |  | 5000 | Piping | 644LB18ERXHL | Direct field labor for Erect CMLB: 18" Sch XH.
64 | 4 | 4 | LB | 18 | ER | XX | L | Erect CM9LB: 18" Sch XXH | 644-LB-18ER-XX-L | LF | NO | NO |  | 2010 | DIRECT LABOR | Active | Install Chrome Piping 6% - 15% & Nickel 3.5% | Install Chrome Piping 6% - 15% & Nickel 3.5% Large Bore |  |  |  |  | 5000 | Piping | 644LB18ERXXL | Direct field labor for Erect CMLB: 18" Sch XXH.
64 | 4 | 4 | LB | 18 | FB | 00 | L | Install Chrome Piping 6% - 15% & Nickel 3.5% Large Bore 18" - Field Fabricate | 644-LB-18FB-00-L | LF | NO | NO |  | 2010 | DIRECT LABOR | Active | Install Chrome Piping 6% - 15% & Nickel 3.5% | Install Chrome Piping 6% - 15% & Nickel 3.5% Large Bore |  |  |  |  | 5000 | Piping | 644LB18FB00L | Summary of Install Chrome Piping 6% - 15% & Nickel 3.5% Large Bore 18" - Field Fabricate labor costs.
64 | 4 | 4 | LB | 18 | FB | ST | L | Field Fab CM9LB: 18" Sch Standard or less | 644-LB-18FB-ST-L | LF | NO | NO |  | 2010 | DIRECT LABOR | Active | Install Chrome Piping 6% - 15% & Nickel 3.5% | Install Chrome Piping 6% - 15% & Nickel 3.5% Large Bore |  |  |  |  | 5000 | Piping | 644LB18FBSTL | Direct field labor for Field Fab CMLB: 18" Sch Standard or less.
64 | 4 | 4 | LB | 18 | FB | XH | L | Field Fab CM9LB: 18" Sch XH | 644-LB-18FB-XH-L | LF | NO | NO |  | 2010 | DIRECT LABOR | Active | Install Chrome Piping 6% - 15% & Nickel 3.5% | Install Chrome Piping 6% - 15% & Nickel 3.5% Large Bore |  |  |  |  | 5000 | Piping | 644LB18FBXHL | Direct field labor for Field Fab CMLB: 18" Sch XH.
64 | 4 | 4 | LB | 18 | FB | XX | L | Field Fab CM9LB: 18" Sch XXH | 644-LB-18FB-XX-L | LF | NO | NO |  | 2010 | DIRECT LABOR | Active | Install Chrome Piping 6% - 15% & Nickel 3.5% | Install Chrome Piping 6% - 15% & Nickel 3.5% Large Bore |  |  |  |  | 5000 | Piping | 644LB18FBXXL | Direct field labor for Field Fab CMLB: 18" Sch XXH.
64 | 4 | 4 | LB | 20 | 00 | 00 | L | Install Chrome Piping 6% - 15% & Nickel 3.5% Large Bore 20" | 644-LB-2000-00-L | LF | NO | NO |  | 2010 | DIRECT LABOR | Active | Install Chrome Piping 6% - 15% & Nickel 3.5% | Install Chrome Piping 6% - 15% & Nickel 3.5% Large Bore |  |  |  |  | 5000 | Piping | 644LB200000L | Summary of Install Chrome Piping 6% - 15% & Nickel 3.5% Large Bore 20" labor costs.
64 | 4 | 4 | LB | 20 | ER | 00 | L | Install Chrome Piping 6% - 15% & Nickel 3.5% Large Bore 20" - Erect | 644-LB-20ER-00-L | LF | NO | NO |  | 2010 | DIRECT LABOR | Active | Install Chrome Piping 6% - 15% & Nickel 3.5% | Install Chrome Piping 6% - 15% & Nickel 3.5% Large Bore |  |  |  |  | 5000 | Piping | 644LB20ER00L | Summary of Install Chrome Piping 6% - 15% & Nickel 3.5% Large Bore 20" - Erect labor costs.
64 | 4 | 4 | LB | 20 | ER | ST | L | Erect CM9LB: 20" Sch Standard or less | 644-LB-20ER-ST-L | LF | NO | NO |  | 2010 | DIRECT LABOR | Active | Install Chrome Piping 6% - 15% & Nickel 3.5% | Install Chrome Piping 6% - 15% & Nickel 3.5% Large Bore |  |  |  |  | 5000 | Piping | 644LB20ERSTL | Direct field labor for Erect CMLB: 20" Sch Standard or less.
64 | 4 | 4 | LB | 20 | ER | XH | L | Erect CM9LB: 20" Sch XH | 644-LB-20ER-XH-L | LF | NO | NO |  | 2010 | DIRECT LABOR | Active | Install Chrome Piping 6% - 15% & Nickel 3.5% | Install Chrome Piping 6% - 15% & Nickel 3.5% Large Bore |  |  |  |  | 5000 | Piping | 644LB20ERXHL | Direct field labor for Erect CMLB: 20" Sch XH.
64 | 4 | 4 | LB | 20 | ER | XX | L | Erect CM9LB: 20" Sch XXH | 644-LB-20ER-XX-L | LF | NO | NO |  | 2010 | DIRECT LABOR | Active | Install Chrome Piping 6% - 15% & Nickel 3.5% | Install Chrome Piping 6% - 15% & Nickel 3.5% Large Bore |  |  |  |  | 5000 | Piping | 644LB20ERXXL | Direct field labor for Erect CMLB: 20" Sch XXH.
64 | 4 | 4 | LB | 20 | FB | 00 | L | Install Chrome Piping 6% - 15% & Nickel 3.5% Large Bore 20" - Field Fabricate | 644-LB-20FB-00-L | LF | NO | NO |  | 2010 | DIRECT LABOR | Active | Install Chrome Piping 6% - 15% & Nickel 3.5% | Install Chrome Piping 6% - 15% & Nickel 3.5% Large Bore |  |  |  |  | 5000 | Piping | 644LB20FB00L | Summary of Install Chrome Piping 6% - 15% & Nickel 3.5% Large Bore 20" - Field Fabricate labor costs.
64 | 4 | 4 | LB | 20 | FB | ST | L | Field Fab CM9LB: 20" Sch Standard or less | 644-LB-20FB-ST-L | LF | NO | NO |  | 2010 | DIRECT LABOR | Active | Install Chrome Piping 6% - 15% & Nickel 3.5% | Install Chrome Piping 6% - 15% & Nickel 3.5% Large Bore |  |  |  |  | 5000 | Piping | 644LB20FBSTL | Direct field labor for Field Fab CMLB: 20" Sch Standard or less.
64 | 4 | 4 | LB | 20 | FB | XH | L | Field Fab CM9LB: 20" Sch XH | 644-LB-20FB-XH-L | LF | NO | NO |  | 2010 | DIRECT LABOR | Active | Install Chrome Piping 6% - 15% & Nickel 3.5% | Install Chrome Piping 6% - 15% & Nickel 3.5% Large Bore |  |  |  |  | 5000 | Piping | 644LB20FBXHL | Direct field labor for Field Fab CMLB: 20" Sch XH.
64 | 4 | 4 | LB | 20 | FB | XX | L | Field Fab CM9LB: 20" Sch XXH | 644-LB-20FB-XX-L | LF | NO | NO |  | 2010 | DIRECT LABOR | Active | Install Chrome Piping 6% - 15% & Nickel 3.5% | Install Chrome Piping 6% - 15% & Nickel 3.5% Large Bore |  |  |  |  | 5000 | Piping | 644LB20FBXXL | Direct field labor for Field Fab CMLB: 20" Sch XXH.
64 | 4 | 4 | LB | 24 | 00 | 00 | L | Install Chrome Piping 6% - 15% & Nickel 3.5% Large Bore 24" | 644-LB-2400-00-L | LF | NO | NO |  | 2010 | DIRECT LABOR | Active | Install Chrome Piping 6% - 15% & Nickel 3.5% | Install Chrome Piping 6% - 15% & Nickel 3.5% Large Bore |  |  |  |  | 5000 | Piping | 644LB240000L | Summary of Install Chrome Piping 6% - 15% & Nickel 3.5% Large Bore 24" labor costs.
64 | 4 | 4 | LB | 24 | ER | 00 | L | Install Chrome Piping 6% - 15% & Nickel 3.5% Large Bore 24" - Erect | 644-LB-24ER-00-L | LF | NO | NO |  | 2010 | DIRECT LABOR | Active | Install Chrome Piping 6% - 15% & Nickel 3.5% | Install Chrome Piping 6% - 15% & Nickel 3.5% Large Bore |  |  |  |  | 5000 | Piping | 644LB24ER00L | Summary of Install Chrome Piping 6% - 15% & Nickel 3.5% Large Bore 24" - Erect labor costs.
64 | 4 | 4 | LB | 24 | ER | ST | L | Erect CM9LB: 24" Sch Standard or less | 644-LB-24ER-ST-L | LF | NO | NO |  | 2010 | DIRECT LABOR | Active | Install Chrome Piping 6% - 15% & Nickel 3.5% | Install Chrome Piping 6% - 15% & Nickel 3.5% Large Bore |  |  |  |  | 5000 | Piping | 644LB24ERSTL | Direct field labor for Erect CMLB: 24" Sch Standard or less.
64 | 4 | 4 | LB | 24 | ER | XH | L | Erect CM9LB: 24" Sch XH | 644-LB-24ER-XH-L | LF | NO | NO |  | 2010 | DIRECT LABOR | Active | Install Chrome Piping 6% - 15% & Nickel 3.5% | Install Chrome Piping 6% - 15% & Nickel 3.5% Large Bore |  |  |  |  | 5000 | Piping | 644LB24ERXHL | Direct field labor for Erect CMLB: 24" Sch XH.
64 | 4 | 4 | LB | 24 | ER | XX | L | Erect CM9LB: 24" Sch XXH | 644-LB-24ER-XX-L | LF | NO | NO |  | 2010 | DIRECT LABOR | Active | Install Chrome Piping 6% - 15% & Nickel 3.5% | Install Chrome Piping 6% - 15% & Nickel 3.5% Large Bore |  |  |  |  | 5000 | Piping | 644LB24ERXXL | Direct field labor for Erect CMLB: 24" Sch XXH.
64 | 4 | 4 | LB | 24 | FB | 00 | L | Install Chrome Piping 6% - 15% & Nickel 3.5% Large Bore 24" - Field Fabricate | 644-LB-24FB-00-L | LF | NO | NO |  | 2010 | DIRECT LABOR | Active | Install Chrome Piping 6% - 15% & Nickel 3.5% | Install Chrome Piping 6% - 15% & Nickel 3.5% Large Bore |  |  |  |  | 5000 | Piping | 644LB24FB00L | Summary of Install Chrome Piping 6% - 15% & Nickel 3.5% Large Bore 24" - Field Fabricate labor costs.
64 | 4 | 4 | LB | 24 | FB | ST | L | Field Fab CM9LB: 24" Sch Standard or less | 644-LB-24FB-ST-L | LF | NO | NO |  | 2010 | DIRECT LABOR | Active | Install Chrome Piping 6% - 15% & Nickel 3.5% | Install Chrome Piping 6% - 15% & Nickel 3.5% Large Bore |  |  |  |  | 5000 | Piping | 644LB24FBSTL | Direct field labor for Field Fab CMLB: 24" Sch Standard or less.
64 | 4 | 4 | LB | 24 | FB | XH | L | Field Fab CM9LB: 24" Sch XH | 644-LB-24FB-XH-L | LF | NO | NO |  | 2010 | DIRECT LABOR | Active | Install Chrome Piping 6% - 15% & Nickel 3.5% | Install Chrome Piping 6% - 15% & Nickel 3.5% Large Bore |  |  |  |  | 5000 | Piping | 644LB24FBXHL | Direct field labor for Field Fab CMLB: 24" Sch XH.
64 | 4 | 4 | LB | 24 | FB | XX | L | Field Fab CM9LB: 24" Sch XXH | 644-LB-24FB-XX-L | LF | NO | NO |  | 2010 | DIRECT LABOR | Active | Install Chrome Piping 6% - 15% & Nickel 3.5% | Install Chrome Piping 6% - 15% & Nickel 3.5% Large Bore |  |  |  |  | 5000 | Piping | 644LB24FBXXL | Direct field labor for Field Fab CMLB: 24" Sch XXH.
64 | 4 | 4 | MB | 00 | 00 | 00 | L | Install Chrome Piping 6% - 15% & Nickel 3.5% Medium Bore | 644-MB-0000-00-L | LF | NO | NO |  | 2010 | DIRECT LABOR | Active | Install Chrome Piping 6% - 15% & Nickel 3.5% | Install Chrome Piping 6% - 15% & Nickel 3.5% Medium Bore |  |  |  |  | 5000 | Piping | 644MB000000L | Summary of Install Chrome Piping 6% - 15% & Nickel 3.5% Medium Bore labor costs.
64 | 4 | 4 | MB | 03 | 00 | 00 | L | Install Chrome Piping 6% - 15% & Nickel 3.5% Medium Bore 3" | 644-MB-0300-00-L | LF | NO | NO |  | 2010 | DIRECT LABOR | Active | Install Chrome Piping 6% - 15% & Nickel 3.5% | Install Chrome Piping 6% - 15% & Nickel 3.5% Medium Bore |  |  |  |  | 5000 | Piping | 644MB030000L | Summary of Install Chrome Piping 6% - 15% & Nickel 3.5% Medium Bore 3" labor costs.
64 | 4 | 4 | MB | 03 | ER | 00 | L | Install Chrome Piping 6% - 15% & Nickel 3.5% Medium Bore 3" - Erect | 644-MB-03ER-00-L | LF | NO | NO |  | 2010 | DIRECT LABOR | Active | Install Chrome Piping 6% - 15% & Nickel 3.5% | Install Chrome Piping 6% - 15% & Nickel 3.5% Medium Bore |  |  |  |  | 5000 | Piping | 644MB03ER00L | Summary of Install Chrome Piping 6% - 15% & Nickel 3.5% Medium Bore 3" - Erect labor costs.
64 | 4 | 4 | MB | 03 | ER | ST | L | Erect CM9MB: 3" Sch Standard or less | 644-MB-03ER-ST-L | LF | NO | NO |  | 2010 | DIRECT LABOR | Active | Install Chrome Piping 6% - 15% & Nickel 3.5% | Install Chrome Piping 6% - 15% & Nickel 3.5% Medium Bore |  |  |  |  | 5000 | Piping | 644MB03ERSTL | Direct field labor for Erect CMMB: 3" Sch Standard or less.
64 | 4 | 4 | MB | 03 | ER | XH | L | Erect CM9MB: 3" Sch XH | 644-MB-03ER-XH-L | LF | NO | NO |  | 2010 | DIRECT LABOR | Active | Install Chrome Piping 6% - 15% & Nickel 3.5% | Install Chrome Piping 6% - 15% & Nickel 3.5% Medium Bore |  |  |  |  | 5000 | Piping | 644MB03ERXHL | Direct field labor for Erect CMMB: 3" Sch XH.
64 | 4 | 4 | MB | 03 | ER | XX | L | Erect CM9MB: 3" Sch XXH | 644-MB-03ER-XX-L | LF | NO | NO |  | 2010 | DIRECT LABOR | Active | Install Chrome Piping 6% - 15% & Nickel 3.5% | Install Chrome Piping 6% - 15% & Nickel 3.5% Medium Bore |  |  |  |  | 5000 | Piping | 644MB03ERXXL | Direct field labor for Erect CMMB: 3" Sch XXH.
64 | 4 | 4 | MB | 03 | FB | 00 | L | Install Chrome Piping 6% - 15% & Nickel 3.5% Medium Bore 3" - Field Fabricate | 644-MB-03FB-00-L | LF | NO | NO |  | 2010 | DIRECT LABOR | Active | Install Chrome Piping 6% - 15% & Nickel 3.5% | Install Chrome Piping 6% - 15% & Nickel 3.5% Medium Bore |  |  |  |  | 5000 | Piping | 644MB03FB00L | Summary of Install Chrome Piping 6% - 15% & Nickel 3.5% Medium Bore 3" - Field Fabricate labor costs.
64 | 4 | 4 | MB | 03 | FB | ST | L | Field Fab CM9MB: 3" Sch Standard or less | 644-MB-03FB-ST-L | LF | NO | NO |  | 2010 | DIRECT LABOR | Active | Install Chrome Piping 6% - 15% & Nickel 3.5% | Install Chrome Piping 6% - 15% & Nickel 3.5% Medium Bore |  |  |  |  | 5000 | Piping | 644MB03FBSTL | Direct field labor for Field Fab CMMB: 3" Sch Standard or less.
64 | 4 | 4 | MB | 03 | FB | XH | L | Field Fab CM9MB: 3" Sch XH | 644-MB-03FB-XH-L | LF | NO | NO |  | 2010 | DIRECT LABOR | Active | Install Chrome Piping 6% - 15% & Nickel 3.5% | Install Chrome Piping 6% - 15% & Nickel 3.5% Medium Bore |  |  |  |  | 5000 | Piping | 644MB03FBXHL | Direct field labor for Field Fab CMMB: 3" Sch XH.
64 | 4 | 4 | MB | 03 | FB | XX | L | Field Fab CM9MB: 3" Sch XXH | 644-MB-03FB-XX-L | LF | NO | NO |  | 2010 | DIRECT LABOR | Active | Install Chrome Piping 6% - 15% & Nickel 3.5% | Install Chrome Piping 6% - 15% & Nickel 3.5% Medium Bore |  |  |  |  | 5000 | Piping | 644MB03FBXXL | Direct field labor for Field Fab CMMB: 3" Sch XXH.
64 | 4 | 4 | MB | 04 | 00 | 00 | L | Install Chrome Piping 6% - 15% & Nickel 3.5% Medium Bore 4" | 644-MB-0400-00-L | LF | NO | NO |  | 2010 | DIRECT LABOR | Active | Install Chrome Piping 6% - 15% & Nickel 3.5% | Install Chrome Piping 6% - 15% & Nickel 3.5% Medium Bore |  |  |  |  | 5000 | Piping | 644MB040000L | Summary of Install Chrome Piping 6% - 15% & Nickel 3.5% Medium Bore 4" labor costs.
64 | 4 | 4 | MB | 04 | ER | 00 | L | Install Chrome Piping 6% - 15% & Nickel 3.5% Medium Bore 4" - Erect | 644-MB-04ER-00-L | LF | NO | NO |  | 2010 | DIRECT LABOR | Active | Install Chrome Piping 6% - 15% & Nickel 3.5% | Install Chrome Piping 6% - 15% & Nickel 3.5% Medium Bore |  |  |  |  | 5000 | Piping | 644MB04ER00L | Summary of Install Chrome Piping 6% - 15% & Nickel 3.5% Medium Bore 4" - Erect labor costs.
64 | 4 | 4 | MB | 04 | ER | ST | L | Erect CM9MB: 4" Sch Standard or less | 644-MB-04ER-ST-L | LF | NO | NO |  | 2010 | DIRECT LABOR | Active | Install Chrome Piping 6% - 15% & Nickel 3.5% | Install Chrome Piping 6% - 15% & Nickel 3.5% Medium Bore |  |  |  |  | 5000 | Piping | 644MB04ERSTL | Direct field labor for Erect CMMB: 4" Sch Standard or less.
64 | 4 | 4 | MB | 04 | ER | XH | L | Erect CM9MB: 4" Sch XH | 644-MB-04ER-XH-L | LF | NO | NO |  | 2010 | DIRECT LABOR | Active | Install Chrome Piping 6% - 15% & Nickel 3.5% | Install Chrome Piping 6% - 15% & Nickel 3.5% Medium Bore |  |  |  |  | 5000 | Piping | 644MB04ERXHL | Direct field labor for Erect CMMB: 4" Sch XH.
64 | 4 | 4 | MB | 04 | ER | XX | L | Erect CM9MB: 4" Sch XXH | 644-MB-04ER-XX-L | LF | NO | NO |  | 2010 | DIRECT LABOR | Active | Install Chrome Piping 6% - 15% & Nickel 3.5% | Install Chrome Piping 6% - 15% & Nickel 3.5% Medium Bore |  |  |  |  | 5000 | Piping | 644MB04ERXXL | Direct field labor for Erect CMMB: 4" Sch XXH.
64 | 4 | 4 | MB | 04 | FB | 00 | L | Install Chrome Piping 6% - 15% & Nickel 3.5% Medium Bore 4" - Field Fabricate | 644-MB-04FB-00-L | LF | NO | NO |  | 2010 | DIRECT LABOR | Active | Install Chrome Piping 6% - 15% & Nickel 3.5% | Install Chrome Piping 6% - 15% & Nickel 3.5% Medium Bore |  |  |  |  | 5000 | Piping | 644MB04FB00L | Summary of Install Chrome Piping 6% - 15% & Nickel 3.5% Medium Bore 4" - Field Fabricate labor costs.
64 | 4 | 4 | MB | 04 | FB | ST | L | Field Fab CM9MB: 4" Sch Standard or less | 644-MB-04FB-ST-L | LF | NO | NO |  | 2010 | DIRECT LABOR | Active | Install Chrome Piping 6% - 15% & Nickel 3.5% | Install Chrome Piping 6% - 15% & Nickel 3.5% Medium Bore |  |  |  |  | 5000 | Piping | 644MB04FBSTL | Direct field labor for Field Fab CMMB: 4" Sch Standard or less.
64 | 4 | 4 | MB | 04 | FB | XH | L | Field Fab CM9MB: 4" Sch XH | 644-MB-04FB-XH-L | LF | NO | NO |  | 2010 | DIRECT LABOR | Active | Install Chrome Piping 6% - 15% & Nickel 3.5% | Install Chrome Piping 6% - 15% & Nickel 3.5% Medium Bore |  |  |  |  | 5000 | Piping | 644MB04FBXHL | Direct field labor for Field Fab CMMB: 4" Sch XH.
64 | 4 | 4 | MB | 04 | FB | XX | L | Field Fab CM9MB: 4" Sch XXH | 644-MB-04FB-XX-L | LF | NO | NO |  | 2010 | DIRECT LABOR | Active | Install Chrome Piping 6% - 15% & Nickel 3.5% | Install Chrome Piping 6% - 15% & Nickel 3.5% Medium Bore |  |  |  |  | 5000 | Piping | 644MB04FBXXL | Direct field labor for Field Fab CMMB: 4" Sch XXH.
64 | 4 | 4 | MB | 06 | 00 | 00 | L | Install Chrome Piping 6% - 15% & Nickel 3.5% Medium Bore 6" | 644-MB-0600-00-L | LF | NO | NO |  | 2010 | DIRECT LABOR | Active | Install Chrome Piping 6% - 15% & Nickel 3.5% | Install Chrome Piping 6% - 15% & Nickel 3.5% Medium Bore |  |  |  |  | 5000 | Piping | 644MB060000L | Summary of Install Chrome Piping 6% - 15% & Nickel 3.5% Medium Bore 6" labor costs.
64 | 4 | 4 | MB | 06 | ER | 00 | L | Install Chrome Piping 6% - 15% & Nickel 3.5% Medium Bore 6" - Erect | 644-MB-06ER-00-L | LF | NO | NO |  | 2010 | DIRECT LABOR | Active | Install Chrome Piping 6% - 15% & Nickel 3.5% | Install Chrome Piping 6% - 15% & Nickel 3.5% Medium Bore |  |  |  |  | 5000 | Piping | 644MB06ER00L | Summary of Install Chrome Piping 6% - 15% & Nickel 3.5% Medium Bore 6" - Erect labor costs.
64 | 4 | 4 | MB | 06 | ER | ST | L | Erect CM9MB: 6" Sch Standard or less | 644-MB-06ER-ST-L | LF | NO | NO |  | 2010 | DIRECT LABOR | Active | Install Chrome Piping 6% - 15% & Nickel 3.5% | Install Chrome Piping 6% - 15% & Nickel 3.5% Medium Bore |  |  |  |  | 5000 | Piping | 644MB06ERSTL | Direct field labor for Erect CMMB: 6" Sch Standard or less.
64 | 4 | 4 | MB | 06 | ER | XH | L | Erect CM9MB: 6" Sch XH | 644-MB-06ER-XH-L | LF | NO | NO |  | 2010 | DIRECT LABOR | Active | Install Chrome Piping 6% - 15% & Nickel 3.5% | Install Chrome Piping 6% - 15% & Nickel 3.5% Medium Bore |  |  |  |  | 5000 | Piping | 644MB06ERXHL | Direct field labor for Erect CMMB: 6" Sch XH.
64 | 4 | 4 | MB | 06 | ER | XX | L | Erect CM9MB: 6" Sch XXH | 644-MB-06ER-XX-L | LF | NO | NO |  | 2010 | DIRECT LABOR | Active | Install Chrome Piping 6% - 15% & Nickel 3.5% | Install Chrome Piping 6% - 15% & Nickel 3.5% Medium Bore |  |  |  |  | 5000 | Piping | 644MB06ERXXL | Direct field labor for Erect CMMB: 6" Sch XXH.
64 | 4 | 4 | MB | 06 | FB | 00 | L | Install Chrome Piping 6% - 15% & Nickel 3.5% Medium Bore 6" - Field Fabricate | 644-MB-06FB-00-L | LF | NO | NO |  | 2010 | DIRECT LABOR | Active | Install Chrome Piping 6% - 15% & Nickel 3.5% | Install Chrome Piping 6% - 15% & Nickel 3.5% Medium Bore |  |  |  |  | 5000 | Piping | 644MB06FB00L | Summary of Install Chrome Piping 6% - 15% & Nickel 3.5% Medium Bore 6" - Field Fabricate labor costs.
64 | 4 | 4 | MB | 06 | FB | ST | L | Field Fab CM9MB: 6" Sch Standard or less | 644-MB-06FB-ST-L | LF | NO | NO |  | 2010 | DIRECT LABOR | Active | Install Chrome Piping 6% - 15% & Nickel 3.5% | Install Chrome Piping 6% - 15% & Nickel 3.5% Medium Bore |  |  |  |  | 5000 | Piping | 644MB06FBSTL | Direct field labor for Field Fab CMMB: 6" Sch Standard or less.
64 | 4 | 4 | MB | 06 | FB | XH | L | Field Fab CM9MB: 6" Sch XH | 644-MB-06FB-XH-L | LF | NO | NO |  | 2010 | DIRECT LABOR | Active | Install Chrome Piping 6% - 15% & Nickel 3.5% | Install Chrome Piping 6% - 15% & Nickel 3.5% Medium Bore |  |  |  |  | 5000 | Piping | 644MB06FBXHL | Direct field labor for Field Fab CMMB: 6" Sch XH.
64 | 4 | 4 | MB | 06 | FB | XX | L | Field Fab CM9MB: 6" Sch XXH | 644-MB-06FB-XX-L | LF | NO | NO |  | 2010 | DIRECT LABOR | Active | Install Chrome Piping 6% - 15% & Nickel 3.5% | Install Chrome Piping 6% - 15% & Nickel 3.5% Medium Bore |  |  |  |  | 5000 | Piping | 644MB06FBXXL | Direct field labor for Field Fab CMMB: 6" Sch XXH.
64 | 4 | 4 | MB | 08 | 00 | 00 | L | Install Chrome Piping 6% - 15% & Nickel 3.5% Medium Bore 8" | 644-MB-0800-00-L | LF | NO | NO |  | 2010 | DIRECT LABOR | Active | Install Chrome Piping 6% - 15% & Nickel 3.5% | Install Chrome Piping 6% - 15% & Nickel 3.5% Medium Bore |  |  |  |  | 5000 | Piping | 644MB080000L | Summary of Install Chrome Piping 6% - 15% & Nickel 3.5% Medium Bore 8" labor costs.
64 | 4 | 4 | MB | 08 | ER | 00 | L | Install Chrome Piping 6% - 15% & Nickel 3.5% Medium Bore 8" - Erect | 644-MB-08ER-00-L | LF | NO | NO |  | 2010 | DIRECT LABOR | Active | Install Chrome Piping 6% - 15% & Nickel 3.5% | Install Chrome Piping 6% - 15% & Nickel 3.5% Medium Bore |  |  |  |  | 5000 | Piping | 644MB08ER00L | Summary of Install Chrome Piping 6% - 15% & Nickel 3.5% Medium Bore 8" - Erect labor costs.
64 | 4 | 4 | MB | 08 | ER | ST | L | Erect CM9MB: 8" Sch Standard or less | 644-MB-08ER-ST-L | LF | NO | NO |  | 2010 | DIRECT LABOR | Active | Install Chrome Piping 6% - 15% & Nickel 3.5% | Install Chrome Piping 6% - 15% & Nickel 3.5% Medium Bore |  |  |  |  | 5000 | Piping | 644MB08ERSTL | Direct field labor for Erect CMMB: 8" Sch Standard or less.
64 | 4 | 4 | MB | 08 | ER | XH | L | Erect CM9MB: 8" Sch XH | 644-MB-08ER-XH-L | LF | NO | NO |  | 2010 | DIRECT LABOR | Active | Install Chrome Piping 6% - 15% & Nickel 3.5% | Install Chrome Piping 6% - 15% & Nickel 3.5% Medium Bore |  |  |  |  | 5000 | Piping | 644MB08ERXHL | Direct field labor for Erect CMMB: 8" Sch XH.
64 | 4 | 4 | MB | 08 | ER | XX | L | Erect CM9MB: 8" Sch XXH | 644-MB-08ER-XX-L | LF | NO | NO |  | 2010 | DIRECT LABOR | Active | Install Chrome Piping 6% - 15% & Nickel 3.5% | Install Chrome Piping 6% - 15% & Nickel 3.5% Medium Bore |  |  |  |  | 5000 | Piping | 644MB08ERXXL | Direct field labor for Erect CMMB: 8" Sch XXH.
64 | 4 | 4 | MB | 08 | FB | 00 | L | Install Chrome Piping 6% - 15% & Nickel 3.5% Medium Bore 8" - Field Fabricate | 644-MB-08FB-00-L | LF | NO | NO |  | 2010 | DIRECT LABOR | Active | Install Chrome Piping 6% - 15% & Nickel 3.5% | Install Chrome Piping 6% - 15% & Nickel 3.5% Medium Bore |  |  |  |  | 5000 | Piping | 644MB08FB00L | Summary of Install Chrome Piping 6% - 15% & Nickel 3.5% Medium Bore 8" - Field Fabricate labor costs.
64 | 4 | 4 | MB | 08 | FB | ST | L | Field Fab CM9MB: 8" Sch Standard or less | 644-MB-08FB-ST-L | LF | NO | NO |  | 2010 | DIRECT LABOR | Active | Install Chrome Piping 6% - 15% & Nickel 3.5% | Install Chrome Piping 6% - 15% & Nickel 3.5% Medium Bore |  |  |  |  | 5000 | Piping | 644MB08FBSTL | Direct field labor for Field Fab CMMB: 8" Sch Standard or less.
64 | 4 | 4 | MB | 08 | FB | XH | L | Field Fab CM9MB: 8" Sch XH | 644-MB-08FB-XH-L | LF | NO | NO |  | 2010 | DIRECT LABOR | Active | Install Chrome Piping 6% - 15% & Nickel 3.5% | Install Chrome Piping 6% - 15% & Nickel 3.5% Medium Bore |  |  |  |  | 5000 | Piping | 644MB08FBXHL | Direct field labor for Field Fab CMMB: 8" Sch XH.
64 | 4 | 4 | MB | 08 | FB | XX | L | Field Fab CM9MB: 8" Sch XXH | 644-MB-08FB-XX-L | LF | NO | NO |  | 2010 | DIRECT LABOR | Active | Install Chrome Piping 6% - 15% & Nickel 3.5% | Install Chrome Piping 6% - 15% & Nickel 3.5% Medium Bore |  |  |  |  | 5000 | Piping | 644MB08FBXXL | Direct field labor for Field Fab CMMB: 8" Sch XXH.
64 | 4 | 4 | MB | 10 | 00 | 00 | L | Install Chrome Piping 6% - 15% & Nickel 3.5% Medium Bore 10" | 644-MB-1000-00-L | LF | NO | NO |  | 2010 | DIRECT LABOR | Active | Install Chrome Piping 6% - 15% & Nickel 3.5% | Install Chrome Piping 6% - 15% & Nickel 3.5% Medium Bore |  |  |  |  | 5000 | Piping | 644MB100000L | Summary of Install Chrome Piping 6% - 15% & Nickel 3.5% Medium Bore 10" labor costs.
64 | 4 | 4 | MB | 10 | ER | 00 | L | Install Chrome Piping 6% - 15% & Nickel 3.5% Medium Bore 10" - Erect | 644-MB-10ER-00-L | LF | NO | NO |  | 2010 | DIRECT LABOR | Active | Install Chrome Piping 6% - 15% & Nickel 3.5% | Install Chrome Piping 6% - 15% & Nickel 3.5% Medium Bore |  |  |  |  | 5000 | Piping | 644MB10ER00L | Summary of Install Chrome Piping 6% - 15% & Nickel 3.5% Medium Bore 10" - Erect labor costs.
64 | 4 | 4 | MB | 10 | ER | ST | L | Erect CM9MB: 10" Sch Standard or less | 644-MB-10ER-ST-L | LF | NO | NO |  | 2010 | DIRECT LABOR | Active | Install Chrome Piping 6% - 15% & Nickel 3.5% | Install Chrome Piping 6% - 15% & Nickel 3.5% Medium Bore |  |  |  |  | 5000 | Piping | 644MB10ERSTL | Direct field labor for Erect CMMB: 10" Sch Standard or less.
64 | 4 | 4 | MB | 10 | ER | XH | L | Erect CM9MB: 10" Sch XH | 644-MB-10ER-XH-L | LF | NO | NO |  | 2010 | DIRECT LABOR | Active | Install Chrome Piping 6% - 15% & Nickel 3.5% | Install Chrome Piping 6% - 15% & Nickel 3.5% Medium Bore |  |  |  |  | 5000 | Piping | 644MB10ERXHL | Direct field labor for Erect CMMB: 10" Sch XH.
64 | 4 | 4 | MB | 10 | ER | XX | L | Erect CM9MB: 10" Sch XXH | 644-MB-10ER-XX-L | LF | NO | NO |  | 2010 | DIRECT LABOR | Active | Install Chrome Piping 6% - 15% & Nickel 3.5% | Install Chrome Piping 6% - 15% & Nickel 3.5% Medium Bore |  |  |  |  | 5000 | Piping | 644MB10ERXXL | Direct field labor for Erect CMMB: 10" Sch XXH.
64 | 4 | 4 | MB | 10 | FB | 00 | L | Install Chrome Piping 6% - 15% & Nickel 3.5% Medium Bore 10" - Field Fabricate | 644-MB-10FB-00-L | LF | NO | NO |  | 2010 | DIRECT LABOR | Active | Install Chrome Piping 6% - 15% & Nickel 3.5% | Install Chrome Piping 6% - 15% & Nickel 3.5% Medium Bore |  |  |  |  | 5000 | Piping | 644MB10FB00L | Summary of Install Chrome Piping 6% - 15% & Nickel 3.5% Medium Bore 10" - Field Fabricate labor costs.
64 | 4 | 4 | MB | 10 | FB | ST | L | Field Fab CM9MB: 10" Sch Standard or less | 644-MB-10FB-ST-L | LF | NO | NO |  | 2010 | DIRECT LABOR | Active | Install Chrome Piping 6% - 15% & Nickel 3.5% | Install Chrome Piping 6% - 15% & Nickel 3.5% Medium Bore |  |  |  |  | 5000 | Piping | 644MB10FBSTL | Direct field labor for Field Fab CMMB: 10" Sch Standard or less.
64 | 4 | 4 | MB | 10 | FB | XH | L | Field Fab CM9MB: 10" Sch XH | 644-MB-10FB-XH-L | LF | NO | NO |  | 2010 | DIRECT LABOR | Active | Install Chrome Piping 6% - 15% & Nickel 3.5% | Install Chrome Piping 6% - 15% & Nickel 3.5% Medium Bore |  |  |  |  | 5000 | Piping | 644MB10FBXHL | Direct field labor for Field Fab CMMB: 10" Sch XH.
64 | 4 | 4 | MB | 10 | FB | XX | L | Field Fab CM9MB: 10" Sch XXH | 644-MB-10FB-XX-L | LF | NO | NO |  | 2010 | DIRECT LABOR | Active | Install Chrome Piping 6% - 15% & Nickel 3.5% | Install Chrome Piping 6% - 15% & Nickel 3.5% Medium Bore |  |  |  |  | 5000 | Piping | 644MB10FBXXL | Direct field labor for Field Fab CMMB: 10" Sch XXH.
64 | 4 | 4 | SB | 00 | 00 | 00 | L | Install Chrome Piping 6% - 15% & Nickel 3.5% Small Bore | 644-SB-0000-00-L | LF | NO | NO |  | 2010 | DIRECT LABOR | Active | Install Chrome Piping 6% - 15% & Nickel 3.5% | Install Chrome Piping 6% - 15% & Nickel 3.5% Small Bore |  |  |  |  | 5000 | Piping | 644SB000000L | Summary of Install Chrome Piping 6% - 15% & Nickel 3.5% Small Bore labor costs.
64 | 4 | 4 | SB | 05 | 00 | 00 | L | Install Chrome Piping 6% - 15% & Nickel 3.5% Small Bore .5" | 644-SB-0500-00-L | LF | NO | NO |  | 2010 | DIRECT LABOR | Active | Install Chrome Piping 6% - 15% & Nickel 3.5% | Install Chrome Piping 6% - 15% & Nickel 3.5% Small Bore |  |  |  |  | 5000 | Piping | 644SB050000L | Summary of Install Chrome Piping 6% - 15% & Nickel 3.5% Small Bore .5" labor costs.
64 | 4 | 4 | SB | 05 | ER | 00 | L | Install Chrome Piping 6% - 15% & Nickel 3.5% Small Bore .5" - Erect | 644-SB-05ER-00-L | LF | NO | NO |  | 2010 | DIRECT LABOR | Active | Install Chrome Piping 6% - 15% & Nickel 3.5% | Install Chrome Piping 6% - 15% & Nickel 3.5% Small Bore |  |  |  |  | 5000 | Piping | 644SB05ER00L | Summary of Install Chrome Piping 6% - 15% & Nickel 3.5% Small Bore .5" - Erect labor costs.
64 | 4 | 4 | SB | 05 | ER | ST | L | Erect CM9SB: .5" Sch Standard or less | 644-SB-05ER-ST-L | LF | NO | NO |  | 2010 | DIRECT LABOR | Active | Install Chrome Piping 6% - 15% & Nickel 3.5% | Install Chrome Piping 6% - 15% & Nickel 3.5% Small Bore |  |  |  |  | 5000 | Piping | 644SB05ERSTL | Direct field labor for Erect CMSB: .5" Sch Standard or less.
64 | 4 | 4 | SB | 05 | ER | XH | L | Erect CM9SB: .5" Sch XH | 644-SB-05ER-XH-L | LF | NO | NO |  | 2010 | DIRECT LABOR | Active | Install Chrome Piping 6% - 15% & Nickel 3.5% | Install Chrome Piping 6% - 15% & Nickel 3.5% Small Bore |  |  |  |  | 5000 | Piping | 644SB05ERXHL | Direct field labor for Erect CMSB: .5" Sch XH.
64 | 4 | 4 | SB | 05 | ER | XX | L | Erect CM9SB: .5" Sch XXH | 644-SB-05ER-XX-L | LF | NO | NO |  | 2010 | DIRECT LABOR | Active | Install Chrome Piping 6% - 15% & Nickel 3.5% | Install Chrome Piping 6% - 15% & Nickel 3.5% Small Bore |  |  |  |  | 5000 | Piping | 644SB05ERXXL | Direct field labor for Erect CMSB: .5" Sch XXH.
64 | 4 | 4 | SB | 05 | FB | 00 | L | Install Chrome Piping 6% - 15% & Nickel 3.5% Small Bore .5" - Field Fabricate | 644-SB-05FB-00-L | LF | NO | NO |  | 2010 | DIRECT LABOR | Active | Install Chrome Piping 6% - 15% & Nickel 3.5% | Install Chrome Piping 6% - 15% & Nickel 3.5% Small Bore |  |  |  |  | 5000 | Piping | 644SB05FB00L | Summary of Install Chrome Piping 6% - 15% & Nickel 3.5% Small Bore .5" - Field Fabricate labor costs.
64 | 4 | 4 | SB | 05 | FB | ST | L | Field Fab CM9SB: .5" Sch Standard or less | 644-SB-05FB-ST-L | LF | NO | NO |  | 2010 | DIRECT LABOR | Active | Install Chrome Piping 6% - 15% & Nickel 3.5% | Install Chrome Piping 6% - 15% & Nickel 3.5% Small Bore |  |  |  |  | 5000 | Piping | 644SB05FBSTL | Direct field labor for Field Fab CMSB: .5" Sch Standard or less.
64 | 4 | 4 | SB | 05 | FB | XH | L | Field Fab CM9SB: .5" Sch XH | 644-SB-05FB-XH-L | LF | NO | NO |  | 2010 | DIRECT LABOR | Active | Install Chrome Piping 6% - 15% & Nickel 3.5% | Install Chrome Piping 6% - 15% & Nickel 3.5% Small Bore |  |  |  |  | 5000 | Piping | 644SB05FBXHL | Direct field labor for Field Fab CMSB: .5" Sch XH.
64 | 4 | 4 | SB | 05 | FB | XX | L | Field Fab CM9SB: .5" Sch XXH | 644-SB-05FB-XX-L | LF | NO | NO |  | 2010 | DIRECT LABOR | Active | Install Chrome Piping 6% - 15% & Nickel 3.5% | Install Chrome Piping 6% - 15% & Nickel 3.5% Small Bore |  |  |  |  | 5000 | Piping | 644SB05FBXXL | Direct field labor for Field Fab CMSB: .5" Sch XXH.
64 | 4 | 4 | SB | 07 | 00 | 00 | L | Install Chrome Piping 6% - 15% & Nickel 3.5% Small Bore .75" | 644-SB-0700-00-L | LF | NO | NO |  | 2010 | DIRECT LABOR | Active | Install Chrome Piping 6% - 15% & Nickel 3.5% | Install Chrome Piping 6% - 15% & Nickel 3.5% Small Bore |  |  |  |  | 5000 | Piping | 644SB070000L | Summary of Install Chrome Piping 6% - 15% & Nickel 3.5% Small Bore .75" labor costs.
64 | 4 | 4 | SB | 07 | ER | 00 | L | Install Chrome Piping 6% - 15% & Nickel 3.5% Small Bore .75" - Erect | 644-SB-07ER-00-L | LF | NO | NO |  | 2010 | DIRECT LABOR | Active | Install Chrome Piping 6% - 15% & Nickel 3.5% | Install Chrome Piping 6% - 15% & Nickel 3.5% Small Bore |  |  |  |  | 5000 | Piping | 644SB07ER00L | Summary of Install Chrome Piping 6% - 15% & Nickel 3.5% Small Bore .75" - Erect labor costs.
64 | 4 | 4 | SB | 07 | ER | ST | L | Erect CM9SB: .75" Sch Standard or less | 644-SB-07ER-ST-L | LF | NO | NO |  | 2010 | DIRECT LABOR | Active | Install Chrome Piping 6% - 15% & Nickel 3.5% | Install Chrome Piping 6% - 15% & Nickel 3.5% Small Bore |  |  |  |  | 5000 | Piping | 644SB07ERSTL | Direct field labor for Erect CMSB: .75" Sch Standard or less.
64 | 4 | 4 | SB | 07 | ER | XH | L | Erect CM9SB: .75" Sch XH | 644-SB-07ER-XH-L | LF | NO | NO |  | 2010 | DIRECT LABOR | Active | Install Chrome Piping 6% - 15% & Nickel 3.5% | Install Chrome Piping 6% - 15% & Nickel 3.5% Small Bore |  |  |  |  | 5000 | Piping | 644SB07ERXHL | Direct field labor for Erect CMSB: .75" Sch XH.
64 | 4 | 4 | SB | 07 | ER | XX | L | Erect CM9SB: .75" Sch XXH | 644-SB-07ER-XX-L | LF | NO | NO |  | 2010 | DIRECT LABOR | Active | Install Chrome Piping 6% - 15% & Nickel 3.5% | Install Chrome Piping 6% - 15% & Nickel 3.5% Small Bore |  |  |  |  | 5000 | Piping | 644SB07ERXXL | Direct field labor for Erect CMSB: .75" Sch XXH.
64 | 4 | 4 | SB | 07 | FB | 00 | L | Install Chrome Piping 6% - 15% & Nickel 3.5% Small Bore .75" - Field Fabricate | 644-SB-07FB-00-L | LF | NO | NO |  | 2010 | DIRECT LABOR | Active | Install Chrome Piping 6% - 15% & Nickel 3.5% | Install Chrome Piping 6% - 15% & Nickel 3.5% Small Bore |  |  |  |  | 5000 | Piping | 644SB07FB00L | Summary of Install Chrome Piping 6% - 15% & Nickel 3.5% Small Bore .75" - Field Fabricate labor costs.
64 | 4 | 4 | SB | 07 | FB | ST | L | Field Fab CM9SB: .75" Sch Standard or less | 644-SB-07FB-ST-L | LF | NO | NO |  | 2010 | DIRECT LABOR | Active | Install Chrome Piping 6% - 15% & Nickel 3.5% | Install Chrome Piping 6% - 15% & Nickel 3.5% Small Bore |  |  |  |  | 5000 | Piping | 644SB07FBSTL | Direct field labor for Field Fab CMSB: .75" Sch Standard or less.
64 | 4 | 4 | SB | 07 | FB | XH | L | Field Fab CM9SB: .75" Sch XH | 644-SB-07FB-XH-L | LF | NO | NO |  | 2010 | DIRECT LABOR | Active | Install Chrome Piping 6% - 15% & Nickel 3.5% | Install Chrome Piping 6% - 15% & Nickel 3.5% Small Bore |  |  |  |  | 5000 | Piping | 644SB07FBXHL | Direct field labor for Field Fab CMSB: .75" Sch XH.
64 | 4 | 4 | SB | 07 | FB | XX | L | Field Fab CM9SB: .75" Sch XXH | 644-SB-07FB-XX-L | LF | NO | NO |  | 2010 | DIRECT LABOR | Active | Install Chrome Piping 6% - 15% & Nickel 3.5% | Install Chrome Piping 6% - 15% & Nickel 3.5% Small Bore |  |  |  |  | 5000 | Piping | 644SB07FBXXL | Direct field labor for Field Fab CMSB: .75" Sch XXH.
64 | 4 | 4 | SB | 10 | 00 | 00 | L | Install Chrome Piping 6% - 15% & Nickel 3.5% Small Bore 1" | 644-SB-1000-00-L | LF | NO | NO |  | 2010 | DIRECT LABOR | Active | Install Chrome Piping 6% - 15% & Nickel 3.5% | Install Chrome Piping 6% - 15% & Nickel 3.5% Small Bore |  |  |  |  | 5000 | Piping | 644SB100000L | Summary of Install Chrome Piping 6% - 15% & Nickel 3.5% Small Bore 1" labor costs.
64 | 4 | 4 | SB | 10 | ER | 00 | L | Install Chrome Piping 6% - 15% & Nickel 3.5% Small Bore 1" - Erect | 644-SB-10ER-00-L | LF | NO | NO |  | 2010 | DIRECT LABOR | Active | Install Chrome Piping 6% - 15% & Nickel 3.5% | Install Chrome Piping 6% - 15% & Nickel 3.5% Small Bore |  |  |  |  | 5000 | Piping | 644SB10ER00L | Summary of Install Chrome Piping 6% - 15% & Nickel 3.5% Small Bore 1" - Erect labor costs.
64 | 4 | 4 | SB | 10 | ER | ST | L | Erect CM9SB: 1" Sch Standard or less | 644-SB-10ER-ST-L | LF | NO | NO |  | 2010 | DIRECT LABOR | Active | Install Chrome Piping 6% - 15% & Nickel 3.5% | Install Chrome Piping 6% - 15% & Nickel 3.5% Small Bore |  |  |  |  | 5000 | Piping | 644SB10ERSTL | Direct field labor for Erect CMSB: 1" Sch Standard or less.
64 | 4 | 4 | SB | 10 | ER | XH | L | Erect CM9SB: 1" Sch XH | 644-SB-10ER-XH-L | LF | NO | NO |  | 2010 | DIRECT LABOR | Active | Install Chrome Piping 6% - 15% & Nickel 3.5% | Install Chrome Piping 6% - 15% & Nickel 3.5% Small Bore |  |  |  |  | 5000 | Piping | 644SB10ERXHL | Direct field labor for Erect CMSB: 1" Sch XH.
64 | 4 | 4 | SB | 10 | ER | XX | L | Erect CM9SB: 1" Sch XXH | 644-SB-10ER-XX-L | LF | NO | NO |  | 2010 | DIRECT LABOR | Active | Install Chrome Piping 6% - 15% & Nickel 3.5% | Install Chrome Piping 6% - 15% & Nickel 3.5% Small Bore |  |  |  |  | 5000 | Piping | 644SB10ERXXL | Direct field labor for Erect CMSB: 1" Sch XXH.
64 | 4 | 4 | SB | 10 | FB | 00 | L | Install Chrome Piping 6% - 15% & Nickel 3.5% Small Bore 1" - Field Fabricate | 644-SB-10FB-00-L | LF | NO | NO |  | 2010 | DIRECT LABOR | Active | Install Chrome Piping 6% - 15% & Nickel 3.5% | Install Chrome Piping 6% - 15% & Nickel 3.5% Small Bore |  |  |  |  | 5000 | Piping | 644SB10FB00L | Summary of Install Chrome Piping 6% - 15% & Nickel 3.5% Small Bore 1" - Field Fabricate labor costs.
64 | 4 | 4 | SB | 10 | FB | ST | L | Field Fab CM9SB: 1" Sch Standard or less | 644-SB-10FB-ST-L | LF | NO | NO |  | 2010 | DIRECT LABOR | Active | Install Chrome Piping 6% - 15% & Nickel 3.5% | Install Chrome Piping 6% - 15% & Nickel 3.5% Small Bore |  |  |  |  | 5000 | Piping | 644SB10FBSTL | Direct field labor for Field Fab CMSB: 1" Sch Standard or less.
64 | 4 | 4 | SB | 10 | FB | XH | L | Field Fab CM9SB: 1" Sch XH | 644-SB-10FB-XH-L | LF | NO | NO |  | 2010 | DIRECT LABOR | Active | Install Chrome Piping 6% - 15% & Nickel 3.5% | Install Chrome Piping 6% - 15% & Nickel 3.5% Small Bore |  |  |  |  | 5000 | Piping | 644SB10FBXHL | Direct field labor for Field Fab CMSB: 1" Sch XH.
64 | 4 | 4 | SB | 10 | FB | XX | L | Field Fab CM9SB: 1" Sch XXH | 644-SB-10FB-XX-L | LF | NO | NO |  | 2010 | DIRECT LABOR | Active | Install Chrome Piping 6% - 15% & Nickel 3.5% | Install Chrome Piping 6% - 15% & Nickel 3.5% Small Bore |  |  |  |  | 5000 | Piping | 644SB10FBXXL | Direct field labor for Field Fab CMSB: 1" Sch XXH.
64 | 4 | 4 | SB | 15 | 00 | 00 | L | Install Chrome Piping 6% - 15% & Nickel 3.5% Small Bore 1.5" | 644-SB-1500-00-L | LF | NO | NO |  | 2010 | DIRECT LABOR | Active | Install Chrome Piping 6% - 15% & Nickel 3.5% | Install Chrome Piping 6% - 15% & Nickel 3.5% Small Bore |  |  |  |  | 5000 | Piping | 644SB150000L | Summary of Install Chrome Piping 6% - 15% & Nickel 3.5% Small Bore 1.5" labor costs.
64 | 4 | 4 | SB | 15 | ER | 00 | L | Install Chrome Piping 6% - 15% & Nickel 3.5% Small Bore 1.5" - Erect | 644-SB-15ER-00-L | LF | NO | NO |  | 2010 | DIRECT LABOR | Active | Install Chrome Piping 6% - 15% & Nickel 3.5% | Install Chrome Piping 6% - 15% & Nickel 3.5% Small Bore |  |  |  |  | 5000 | Piping | 644SB15ER00L | Summary of Install Chrome Piping 6% - 15% & Nickel 3.5% Small Bore 1.5" - Erect labor costs.
64 | 4 | 4 | SB | 15 | ER | ST | L | Erect CM9SB: 1.5" Sch Standard or less | 644-SB-15ER-ST-L | LF | NO | NO |  | 2010 | DIRECT LABOR | Active | Install Chrome Piping 6% - 15% & Nickel 3.5% | Install Chrome Piping 6% - 15% & Nickel 3.5% Small Bore |  |  |  |  | 5000 | Piping | 644SB15ERSTL | Direct field labor for Erect CMSB: 1.5" Sch Standard or less.
64 | 4 | 4 | SB | 15 | ER | XH | L | Erect CM9SB: 1.5" Sch XH | 644-SB-15ER-XH-L | LF | NO | NO |  | 2010 | DIRECT LABOR | Active | Install Chrome Piping 6% - 15% & Nickel 3.5% | Install Chrome Piping 6% - 15% & Nickel 3.5% Small Bore |  |  |  |  | 5000 | Piping | 644SB15ERXHL | Direct field labor for Erect CMSB: 1.5" Sch XH.
64 | 4 | 4 | SB | 15 | ER | XX | L | Erect CM9SB: 1.5" Sch XXH | 644-SB-15ER-XX-L | LF | NO | NO |  | 2010 | DIRECT LABOR | Active | Install Chrome Piping 6% - 15% & Nickel 3.5% | Install Chrome Piping 6% - 15% & Nickel 3.5% Small Bore |  |  |  |  | 5000 | Piping | 644SB15ERXXL | Direct field labor for Erect CMSB: 1.5" Sch XXH.
64 | 4 | 4 | SB | 15 | FB | 00 | L | Install Chrome Piping 6% - 15% & Nickel 3.5% Small Bore 1.5" - Field Fabricate | 644-SB-15FB-00-L | LF | NO | NO |  | 2010 | DIRECT LABOR | Active | Install Chrome Piping 6% - 15% & Nickel 3.5% | Install Chrome Piping 6% - 15% & Nickel 3.5% Small Bore |  |  |  |  | 5000 | Piping | 644SB15FB00L | Summary of Install Chrome Piping 6% - 15% & Nickel 3.5% Small Bore 1.5" - Field Fabricate labor costs.
64 | 4 | 4 | SB | 15 | FB | ST | L | Field Fab CM9SB: 1.5" Sch Standard or less | 644-SB-15FB-ST-L | LF | NO | NO |  | 2010 | DIRECT LABOR | Active | Install Chrome Piping 6% - 15% & Nickel 3.5% | Install Chrome Piping 6% - 15% & Nickel 3.5% Small Bore |  |  |  |  | 5000 | Piping | 644SB15FBSTL | Direct field labor for Field Fab CMSB: 1.5" Sch Standard or less.
64 | 4 | 4 | SB | 15 | FB | XH | L | Field Fab CM9SB: 1.5" Sch XH | 644-SB-15FB-XH-L | LF | NO | NO |  | 2010 | DIRECT LABOR | Active | Install Chrome Piping 6% - 15% & Nickel 3.5% | Install Chrome Piping 6% - 15% & Nickel 3.5% Small Bore |  |  |  |  | 5000 | Piping | 644SB15FBXHL | Direct field labor for Field Fab CMSB: 1.5" Sch XH.
64 | 4 | 4 | SB | 15 | FB | XX | L | Field Fab CM9SB: 1.5" Sch XXH | 644-SB-15FB-XX-L | LF | NO | NO |  | 2010 | DIRECT LABOR | Active | Install Chrome Piping 6% - 15% & Nickel 3.5% | Install Chrome Piping 6% - 15% & Nickel 3.5% Small Bore |  |  |  |  | 5000 | Piping | 644SB15FBXXL | Direct field labor for Field Fab CMSB: 1.5" Sch XXH.
64 | 4 | 4 | SB | 20 | 00 | 00 | L | Install Chrome Piping 6% - 15% & Nickel 3.5% Small Bore 2" | 644-SB-2000-00-L | LF | NO | NO |  | 2010 | DIRECT LABOR | Active | Install Chrome Piping 6% - 15% & Nickel 3.5% | Install Chrome Piping 6% - 15% & Nickel 3.5% Small Bore |  |  |  |  | 5000 | Piping | 644SB200000L | Summary of Install Chrome Piping 6% - 15% & Nickel 3.5% Small Bore 2" labor costs.
64 | 4 | 4 | SB | 20 | ER | 00 | L | Install Chrome Piping 6% - 15% & Nickel 3.5% Small Bore 2" - Erect | 644-SB-20ER-00-L | LF | NO | NO |  | 2010 | DIRECT LABOR | Active | Install Chrome Piping 6% - 15% & Nickel 3.5% | Install Chrome Piping 6% - 15% & Nickel 3.5% Small Bore |  |  |  |  | 5000 | Piping | 644SB20ER00L | Summary of Install Chrome Piping 6% - 15% & Nickel 3.5% Small Bore 2" - Erect labor costs.
64 | 4 | 4 | SB | 20 | ER | ST | L | Erect CM9SB: 2" Sch Standard or less | 644-SB-20ER-ST-L | LF | NO | NO |  | 2010 | DIRECT LABOR | Active | Install Chrome Piping 6% - 15% & Nickel 3.5% | Install Chrome Piping 6% - 15% & Nickel 3.5% Small Bore |  |  |  |  | 5000 | Piping | 644SB20ERSTL | Direct field labor for Erect CMSB: 2" Sch Standard or less.
64 | 4 | 4 | SB | 20 | ER | XH | L | Erect CM9SB: 2" Sch XH | 644-SB-20ER-XH-L | LF | NO | NO |  | 2010 | DIRECT LABOR | Active | Install Chrome Piping 6% - 15% & Nickel 3.5% | Install Chrome Piping 6% - 15% & Nickel 3.5% Small Bore |  |  |  |  | 5000 | Piping | 644SB20ERXHL | Direct field labor for Erect CMSB: 2" Sch XH.
64 | 4 | 4 | SB | 20 | ER | XX | L | Erect CM9SB: 2" Sch XXH | 644-SB-20ER-XX-L | LF | NO | NO |  | 2010 | DIRECT LABOR | Active | Install Chrome Piping 6% - 15% & Nickel 3.5% | Install Chrome Piping 6% - 15% & Nickel 3.5% Small Bore |  |  |  |  | 5000 | Piping | 644SB20ERXXL | Direct field labor for Erect CMSB: 2" Sch XXH.
64 | 4 | 4 | SB | 20 | FB | 00 | L | Install Chrome Piping 6% - 15% & Nickel 3.5% Small Bore 2" - Field Fabricate | 644-SB-20FB-00-L | LF | NO | NO |  | 2010 | DIRECT LABOR | Active | Install Chrome Piping 6% - 15% & Nickel 3.5% | Install Chrome Piping 6% - 15% & Nickel 3.5% Small Bore |  |  |  |  | 5000 | Piping | 644SB20FB00L | Summary of Install Chrome Piping 6% - 15% & Nickel 3.5% Small Bore 2" - Field Fabricate labor costs.
64 | 4 | 4 | SB | 20 | FB | ST | L | Field Fab CM9SB: 2" Sch Standard or less | 644-SB-20FB-ST-L | LF | NO | NO |  | 2010 | DIRECT LABOR | Active | Install Chrome Piping 6% - 15% & Nickel 3.5% | Install Chrome Piping 6% - 15% & Nickel 3.5% Small Bore |  |  |  |  | 5000 | Piping | 644SB20FBSTL | Direct field labor for Field Fab CMSB: 2" Sch Standard or less.
64 | 4 | 4 | SB | 20 | FB | XH | L | Field Fab CM9SB: 2" Sch XH | 644-SB-20FB-XH-L | LF | NO | NO |  | 2010 | DIRECT LABOR | Active | Install Chrome Piping 6% - 15% & Nickel 3.5% | Install Chrome Piping 6% - 15% & Nickel 3.5% Small Bore |  |  |  |  | 5000 | Piping | 644SB20FBXHL | Direct field labor for Field Fab CMSB: 2" Sch XH.
64 | 4 | 4 | SB | 20 | FB | XX | L | Field Fab CM9SB: 2" Sch XXH | 644-SB-20FB-XX-L | LF | NO | NO |  | 2010 | DIRECT LABOR | Active | Install Chrome Piping 6% - 15% & Nickel 3.5% | Install Chrome Piping 6% - 15% & Nickel 3.5% Small Bore |  |  |  |  | 5000 | Piping | 644SB20FBXXL | Direct field labor for Field Fab CMSB: 2" Sch XXH.
64 | 4 | 4 | SB | 25 | 00 | 00 | L | Install Chrome Piping 6% - 15% & Nickel 3.5% Small Bore 2.5" | 644-SB-2500-00-L | LF | NO | NO |  | 2010 | DIRECT LABOR | Active | Install Chrome Piping 6% - 15% & Nickel 3.5% | Install Chrome Piping 6% - 15% & Nickel 3.5% Small Bore |  |  |  |  | 5000 | Piping | 644SB250000L | Summary of Install Chrome Piping 6% - 15% & Nickel 3.5% Small Bore 2.5" labor costs.
64 | 4 | 4 | SB | 25 | ER | 00 | L | Install Chrome Piping 6% - 15% & Nickel 3.5% Small Bore 2.5" - Erect | 644-SB-25ER-00-L | LF | NO | NO |  | 2010 | DIRECT LABOR | Active | Install Chrome Piping 6% - 15% & Nickel 3.5% | Install Chrome Piping 6% - 15% & Nickel 3.5% Small Bore |  |  |  |  | 5000 | Piping | 644SB25ER00L | Summary of Install Chrome Piping 6% - 15% & Nickel 3.5% Small Bore 2.5" - Erect labor costs.
64 | 4 | 4 | SB | 25 | ER | ST | L | Erect CM9SB: 2.5" Sch Standard or less | 644-SB-25ER-ST-L | LF | NO | NO |  | 2010 | DIRECT LABOR | Active | Install Chrome Piping 6% - 15% & Nickel 3.5% | Install Chrome Piping 6% - 15% & Nickel 3.5% Small Bore |  |  |  |  | 5000 | Piping | 644SB25ERSTL | Direct field labor for Erect CMSB: 2.5" Sch Standard or less.
64 | 4 | 4 | SB | 25 | ER | XH | L | Erect CM9SB: 2.5" Sch XH | 644-SB-25ER-XH-L | LF | NO | NO |  | 2010 | DIRECT LABOR | Active | Install Chrome Piping 6% - 15% & Nickel 3.5% | Install Chrome Piping 6% - 15% & Nickel 3.5% Small Bore |  |  |  |  | 5000 | Piping | 644SB25ERXHL | Direct field labor for Erect CMSB: 2.5" Sch XH.
64 | 4 | 4 | SB | 25 | ER | XX | L | Erect CM9SB: 2.5" Sch XXH | 644-SB-25ER-XX-L | LF | NO | NO |  | 2010 | DIRECT LABOR | Active | Install Chrome Piping 6% - 15% & Nickel 3.5% | Install Chrome Piping 6% - 15% & Nickel 3.5% Small Bore |  |  |  |  | 5000 | Piping | 644SB25ERXXL | Direct field labor for Erect CMSB: 2.5" Sch XXH.
64 | 4 | 4 | SB | 25 | FB | 00 | L | Install Chrome Piping 6% - 15% & Nickel 3.5% Small Bore 2.5" - Field Fabricate | 644-SB-25FB-00-L | LF | NO | NO |  | 2010 | DIRECT LABOR | Active | Install Chrome Piping 6% - 15% & Nickel 3.5% | Install Chrome Piping 6% - 15% & Nickel 3.5% Small Bore |  |  |  |  | 5000 | Piping | 644SB25FB00L | Summary of Install Chrome Piping 6% - 15% & Nickel 3.5% Small Bore 2.5" - Field Fabricate labor costs.
64 | 4 | 4 | SB | 25 | FB | ST | L | Field Fab CM9SB: 2.5" Sch Standard or less | 644-SB-25FB-ST-L | LF | NO | NO |  | 2010 | DIRECT LABOR | Active | Install Chrome Piping 6% - 15% & Nickel 3.5% | Install Chrome Piping 6% - 15% & Nickel 3.5% Small Bore |  |  |  |  | 5000 | Piping | 644SB25FBSTL | Direct field labor for Field Fab CMSB: 2.5" Sch Standard or less.
64 | 4 | 4 | SB | 25 | FB | XH | L | Field Fab CM9SB: 2.5" Sch XH | 644-SB-25FB-XH-L | LF | NO | NO |  | 2010 | DIRECT LABOR | Active | Install Chrome Piping 6% - 15% & Nickel 3.5% | Install Chrome Piping 6% - 15% & Nickel 3.5% Small Bore |  |  |  |  | 5000 | Piping | 644SB25FBXHL | Direct field labor for Field Fab CMSB: 2.5" Sch XH.
64 | 4 | 4 | SB | 25 | FB | XX | L | Field Fab CM9SB: 2.5" Sch XXH | 644-SB-25FB-XX-L | LF | NO | NO |  | 2010 | DIRECT LABOR | Active | Install Chrome Piping 6% - 15% & Nickel 3.5% | Install Chrome Piping 6% - 15% & Nickel 3.5% Small Bore |  |  |  |  | 5000 | Piping | 644SB25FBXXL | Direct field labor for Field Fab CMSB: 2.5" Sch XXH.
64 | 4 | 4 | XB | 00 | 00 | 00 | L | Install Chrome Piping 6% - 15% & Nickel 3.5% X-tra Large Bore | 644-XB-0000-00-L | LF | NO | NO |  | 2010 | DIRECT LABOR | Active | Install Chrome Piping 6% - 15% & Nickel 3.5% | Install Chrome Piping 6% - 15% & Nickel 3.5% X-tra Large Bore |  |  |  |  | 5000 | Piping | 644XB000000L | Summary of Install Chrome Piping 6% - 15% & Nickel 3.5% X-tra Large Bore labor costs.
64 | 4 | 4 | XB | 30 | 00 | 00 | L | Install Chrome Piping 6% - 15% & Nickel 3.5% X-tra Large Bore 30" | 644-XB-3000-00-L | LF | NO | NO |  | 2010 | DIRECT LABOR | Active | Install Chrome Piping 6% - 15% & Nickel 3.5% | Install Chrome Piping 6% - 15% & Nickel 3.5% X-tra Large Bore |  |  |  |  | 5000 | Piping | 644XB300000L | Summary of Install Chrome Piping 6% - 15% & Nickel 3.5% X-tra Large Bore 30" labor costs.
64 | 4 | 4 | XB | 30 | ER | 00 | L | Install Chrome Piping 6% - 15% & Nickel 3.5% X-tra Large Bore 30" - Erect | 644-XB-30ER-00-L | LF | NO | NO |  | 2010 | DIRECT LABOR | Active | Install Chrome Piping 6% - 15% & Nickel 3.5% | Install Chrome Piping 6% - 15% & Nickel 3.5% X-tra Large Bore |  |  |  |  | 5000 | Piping | 644XB30ER00L | Summary of Install Chrome Piping 6% - 15% & Nickel 3.5% X-tra Large Bore 30" - Erect labor costs.
64 | 4 | 4 | XB | 30 | ER | ST | L | Erect CM9XB: 30" Sch Standard or less | 644-XB-30ER-ST-L | LF | NO | NO |  | 2010 | DIRECT LABOR | Active | Install Chrome Piping 6% - 15% & Nickel 3.5% | Install Chrome Piping 6% - 15% & Nickel 3.5% X-tra Large Bore |  |  |  |  | 5000 | Piping | 644XB30ERSTL | Direct field labor for Erect CMXB: 30" Sch Standard or less.
64 | 4 | 4 | XB | 30 | ER | XH | L | Erect CM9XB: 30" Sch XH | 644-XB-30ER-XH-L | LF | NO | NO |  | 2010 | DIRECT LABOR | Active | Install Chrome Piping 6% - 15% & Nickel 3.5% | Install Chrome Piping 6% - 15% & Nickel 3.5% X-tra Large Bore |  |  |  |  | 5000 | Piping | 644XB30ERXHL | Direct field labor for Erect CMXB: 30" Sch XH.
64 | 4 | 4 | XB | 30 | ER | XX | L | Erect CM9XB: 30" Sch XXH | 644-XB-30ER-XX-L | LF | NO | NO |  | 2010 | DIRECT LABOR | Active | Install Chrome Piping 6% - 15% & Nickel 3.5% | Install Chrome Piping 6% - 15% & Nickel 3.5% X-tra Large Bore |  |  |  |  | 5000 | Piping | 644XB30ERXXL | Direct field labor for Erect CMXB: 30" Sch XXH.
64 | 4 | 4 | XB | 30 | FB | 00 | L | Install Chrome Piping 6% - 15% & Nickel 3.5% X-tra Large Bore 30" - Field Fabricate | 644-XB-30FB-00-L | LF | NO | NO |  | 2010 | DIRECT LABOR | Active | Install Chrome Piping 6% - 15% & Nickel 3.5% | Install Chrome Piping 6% - 15% & Nickel 3.5% X-tra Large Bore |  |  |  |  | 5000 | Piping | 644XB30FB00L | Summary of Install Chrome Piping 6% - 15% & Nickel 3.5% X-tra Large Bore 30" - Field Fabricate labor costs.
64 | 4 | 4 | XB | 30 | FB | ST | L | Field Fab CM9XB: 30" Sch Standard or less | 644-XB-30FB-ST-L | LF | NO | NO |  | 2010 | DIRECT LABOR | Active | Install Chrome Piping 6% - 15% & Nickel 3.5% | Install Chrome Piping 6% - 15% & Nickel 3.5% X-tra Large Bore |  |  |  |  | 5000 | Piping | 644XB30FBSTL | Direct field labor for Field Fab CMXB: 30" Sch Standard or less.
64 | 4 | 4 | XB | 30 | FB | XH | L | Field Fab CM9XB: 30" Sch XH | 644-XB-30FB-XH-L | LF | NO | NO |  | 2010 | DIRECT LABOR | Active | Install Chrome Piping 6% - 15% & Nickel 3.5% | Install Chrome Piping 6% - 15% & Nickel 3.5% X-tra Large Bore |  |  |  |  | 5000 | Piping | 644XB30FBXHL | Direct field labor for Field Fab CMXB: 30" Sch XH.
64 | 4 | 4 | XB | 30 | FB | XX | L | Field Fab CM9XB: 30" Sch XXH | 644-XB-30FB-XX-L | LF | NO | NO |  | 2010 | DIRECT LABOR | Active | Install Chrome Piping 6% - 15% & Nickel 3.5% | Install Chrome Piping 6% - 15% & Nickel 3.5% X-tra Large Bore |  |  |  |  | 5000 | Piping | 644XB30FBXXL | Direct field labor for Field Fab CMXB: 30" Sch XXH.
64 | 4 | 4 | XB | 36 | 00 | 00 | L | Install Chrome Piping 6% - 15% & Nickel 3.5% X-tra Large Bore 36" | 644-XB-3600-00-L | LF | NO | NO |  | 2010 | DIRECT LABOR | Active | Install Chrome Piping 6% - 15% & Nickel 3.5% | Install Chrome Piping 6% - 15% & Nickel 3.5% X-tra Large Bore |  |  |  |  | 5000 | Piping | 644XB360000L | Summary of Install Chrome Piping 6% - 15% & Nickel 3.5% X-tra Large Bore 36" labor costs.
64 | 4 | 4 | XB | 36 | ER | 00 | L | Install Chrome Piping 6% - 15% & Nickel 3.5% X-tra Large Bore 36" - Erect | 644-XB-36ER-00-L | LF | NO | NO |  | 2010 | DIRECT LABOR | Active | Install Chrome Piping 6% - 15% & Nickel 3.5% | Install Chrome Piping 6% - 15% & Nickel 3.5% X-tra Large Bore |  |  |  |  | 5000 | Piping | 644XB36ER00L | Summary of Install Chrome Piping 6% - 15% & Nickel 3.5% X-tra Large Bore 36" - Erect labor costs.
64 | 4 | 4 | XB | 36 | ER | ST | L | Erect CM9XB: 36" Sch Standard or less | 644-XB-36ER-ST-L | LF | NO | NO |  | 2010 | DIRECT LABOR | Active | Install Chrome Piping 6% - 15% & Nickel 3.5% | Install Chrome Piping 6% - 15% & Nickel 3.5% X-tra Large Bore |  |  |  |  | 5000 | Piping | 644XB36ERSTL | Direct field labor for Erect CMXB: 36" Sch Standard or less.
64 | 4 | 4 | XB | 36 | ER | XH | L | Erect CM9XB: 36" Sch XH | 644-XB-36ER-XH-L | LF | NO | NO |  | 2010 | DIRECT LABOR | Active | Install Chrome Piping 6% - 15% & Nickel 3.5% | Install Chrome Piping 6% - 15% & Nickel 3.5% X-tra Large Bore |  |  |  |  | 5000 | Piping | 644XB36ERXHL | Direct field labor for Erect CMXB: 36" Sch XH.
64 | 4 | 4 | XB | 36 | ER | XX | L | Erect CM9XB: 36" Sch XXH | 644-XB-36ER-XX-L | LF | NO | NO |  | 2010 | DIRECT LABOR | Active | Install Chrome Piping 6% - 15% & Nickel 3.5% | Install Chrome Piping 6% - 15% & Nickel 3.5% X-tra Large Bore |  |  |  |  | 5000 | Piping | 644XB36ERXXL | Direct field labor for Erect CMXB: 36" Sch XXH.
64 | 4 | 4 | XB | 36 | FB | 00 | L | Install Chrome Piping 6% - 15% & Nickel 3.5% X-tra Large Bore 36" - Field Fabricate | 644-XB-36FB-00-L | LF | NO | NO |  | 2010 | DIRECT LABOR | Active | Install Chrome Piping 6% - 15% & Nickel 3.5% | Install Chrome Piping 6% - 15% & Nickel 3.5% X-tra Large Bore |  |  |  |  | 5000 | Piping | 644XB36FB00L | Summary of Install Chrome Piping 6% - 15% & Nickel 3.5% X-tra Large Bore 36" - Field Fabricate labor costs.
64 | 4 | 4 | XB | 36 | FB | ST | L | Field Fab CM9XB: 36" Sch Standard or less | 644-XB-36FB-ST-L | LF | NO | NO |  | 2010 | DIRECT LABOR | Active | Install Chrome Piping 6% - 15% & Nickel 3.5% | Install Chrome Piping 6% - 15% & Nickel 3.5% X-tra Large Bore |  |  |  |  | 5000 | Piping | 644XB36FBSTL | Direct field labor for Field Fab CMXB: 36" Sch Standard or less.
64 | 4 | 4 | XB | 36 | FB | XH | L | Field Fab CM9XB: 36" Sch XH | 644-XB-36FB-XH-L | LF | NO | NO |  | 2010 | DIRECT LABOR | Active | Install Chrome Piping 6% - 15% & Nickel 3.5% | Install Chrome Piping 6% - 15% & Nickel 3.5% X-tra Large Bore |  |  |  |  | 5000 | Piping | 644XB36FBXHL | Direct field labor for Field Fab CMXB: 36" Sch XH.
64 | 4 | 4 | XB | 36 | FB | XX | L | Field Fab CM9XB: 36" Sch XXH | 644-XB-36FB-XX-L | LF | NO | NO |  | 2010 | DIRECT LABOR | Active | Install Chrome Piping 6% - 15% & Nickel 3.5% | Install Chrome Piping 6% - 15% & Nickel 3.5% X-tra Large Bore |  |  |  |  | 5000 | Piping | 644XB36FBXXL | Direct field labor for Field Fab CMXB: 36" Sch XXH.
64 | 4 | 4 | XB | 42 | 00 | 00 | L | Install Chrome Piping 6% - 15% & Nickel 3.5% X-tra Large Bore 42" | 644-XB-4200-00-L | LF | NO | NO |  | 2010 | DIRECT LABOR | Active | Install Chrome Piping 6% - 15% & Nickel 3.5% | Install Chrome Piping 6% - 15% & Nickel 3.5% X-tra Large Bore |  |  |  |  | 5000 | Piping | 644XB420000L | Summary of Install Chrome Piping 6% - 15% & Nickel 3.5% X-tra Large Bore 42" labor costs.
64 | 4 | 4 | XB | 42 | ER | 00 | L | Install Chrome Piping 6% - 15% & Nickel 3.5% X-tra Large Bore 42" - Erect | 644-XB-42ER-00-L | LF | NO | NO |  | 2010 | DIRECT LABOR | Active | Install Chrome Piping 6% - 15% & Nickel 3.5% | Install Chrome Piping 6% - 15% & Nickel 3.5% X-tra Large Bore |  |  |  |  | 5000 | Piping | 644XB42ER00L | Summary of Install Chrome Piping 6% - 15% & Nickel 3.5% X-tra Large Bore 42" - Erect labor costs.
64 | 4 | 4 | XB | 42 | ER | ST | L | Erect CM9XB: 42" Sch Standard or less | 644-XB-42ER-ST-L | LF | NO | NO |  | 2010 | DIRECT LABOR | Active | Install Chrome Piping 6% - 15% & Nickel 3.5% | Install Chrome Piping 6% - 15% & Nickel 3.5% X-tra Large Bore |  |  |  |  | 5000 | Piping | 644XB42ERSTL | Direct field labor for Erect CMXB: 42" Sch Standard or less.
64 | 4 | 4 | XB | 42 | ER | XH | L | Erect CM9XB: 42" Sch XH | 644-XB-42ER-XH-L | LF | NO | NO |  | 2010 | DIRECT LABOR | Active | Install Chrome Piping 6% - 15% & Nickel 3.5% | Install Chrome Piping 6% - 15% & Nickel 3.5% X-tra Large Bore |  |  |  |  | 5000 | Piping | 644XB42ERXHL | Direct field labor for Erect CMXB: 42" Sch XH.
64 | 4 | 4 | XB | 42 | ER | XX | L | Erect CM9XB: 42" Sch XXH | 644-XB-42ER-XX-L | LF | NO | NO |  | 2010 | DIRECT LABOR | Active | Install Chrome Piping 6% - 15% & Nickel 3.5% | Install Chrome Piping 6% - 15% & Nickel 3.5% X-tra Large Bore |  |  |  |  | 5000 | Piping | 644XB42ERXXL | Direct field labor for Erect CMXB: 42" Sch XXH.
64 | 4 | 4 | XB | 42 | FB | 00 | L | Install Chrome Piping 6% - 15% & Nickel 3.5% X-tra Large Bore 42" - Field Fabricate | 644-XB-42FB-00-L | LF | NO | NO |  | 2010 | DIRECT LABOR | Active | Install Chrome Piping 6% - 15% & Nickel 3.5% | Install Chrome Piping 6% - 15% & Nickel 3.5% X-tra Large Bore |  |  |  |  | 5000 | Piping | 644XB42FB00L | Summary of Install Chrome Piping 6% - 15% & Nickel 3.5% X-tra Large Bore 42" - Field Fabricate labor costs.
64 | 4 | 4 | XB | 42 | FB | ST | L | Field Fab CM9XB: 42" Sch Standard or less | 644-XB-42FB-ST-L | LF | NO | NO |  | 2010 | DIRECT LABOR | Active | Install Chrome Piping 6% - 15% & Nickel 3.5% | Install Chrome Piping 6% - 15% & Nickel 3.5% X-tra Large Bore |  |  |  |  | 5000 | Piping | 644XB42FBSTL | Direct field labor for Field Fab CMXB: 42" Sch Standard or less.
64 | 4 | 4 | XB | 42 | FB | XH | L | Field Fab CM9XB: 42" Sch XH | 644-XB-42FB-XH-L | LF | NO | NO |  | 2010 | DIRECT LABOR | Active | Install Chrome Piping 6% - 15% & Nickel 3.5% | Install Chrome Piping 6% - 15% & Nickel 3.5% X-tra Large Bore |  |  |  |  | 5000 | Piping | 644XB42FBXHL | Direct field labor for Field Fab CMXB: 42" Sch XH.
64 | 4 | 4 | XB | 42 | FB | XX | L | Field Fab CM9XB: 42" Sch XXH | 644-XB-42FB-XX-L | LF | NO | NO |  | 2010 | DIRECT LABOR | Active | Install Chrome Piping 6% - 15% & Nickel 3.5% | Install Chrome Piping 6% - 15% & Nickel 3.5% X-tra Large Bore |  |  |  |  | 5000 | Piping | 644XB42FBXXL | Direct field labor for Field Fab CMXB: 42" Sch XXH.
64 | 4 | 4 | XB | 48 | 00 | 00 | L | Install Chrome Piping 6% - 15% & Nickel 3.5% X-tra Large Bore 48" | 644-XB-4800-00-L | LF | NO | NO |  | 2010 | DIRECT LABOR | Active | Install Chrome Piping 6% - 15% & Nickel 3.5% | Install Chrome Piping 6% - 15% & Nickel 3.5% X-tra Large Bore |  |  |  |  | 5000 | Piping | 644XB480000L | Summary of Install Chrome Piping 6% - 15% & Nickel 3.5% X-tra Large Bore 48" labor costs.
64 | 4 | 4 | XB | 48 | ER | 00 | L | Install Chrome Piping 6% - 15% & Nickel 3.5% X-tra Large Bore 48" - Erect | 644-XB-48ER-00-L | LF | NO | NO |  | 2010 | DIRECT LABOR | Active | Install Chrome Piping 6% - 15% & Nickel 3.5% | Install Chrome Piping 6% - 15% & Nickel 3.5% X-tra Large Bore |  |  |  |  | 5000 | Piping | 644XB48ER00L | Summary of Install Chrome Piping 6% - 15% & Nickel 3.5% X-tra Large Bore 48" - Erect labor costs.
64 | 4 | 4 | XB | 48 | ER | ST | L | Erect CM9XB: 48" Sch Standard or less | 644-XB-48ER-ST-L | LF | NO | NO |  | 2010 | DIRECT LABOR | Active | Install Chrome Piping 6% - 15% & Nickel 3.5% | Install Chrome Piping 6% - 15% & Nickel 3.5% X-tra Large Bore |  |  |  |  | 5000 | Piping | 644XB48ERSTL | Direct field labor for Erect CMXB: 48" Sch Standard or less.
64 | 4 | 4 | XB | 48 | ER | XH | L | Erect CM9XB: 48" Sch XH | 644-XB-48ER-XH-L | LF | NO | NO |  | 2010 | DIRECT LABOR | Active | Install Chrome Piping 6% - 15% & Nickel 3.5% | Install Chrome Piping 6% - 15% & Nickel 3.5% X-tra Large Bore |  |  |  |  | 5000 | Piping | 644XB48ERXHL | Direct field labor for Erect CMXB: 48" Sch XH.
64 | 4 | 4 | XB | 48 | ER | XX | L | Erect CM9XB: 48" Sch XXH | 644-XB-48ER-XX-L | LF | NO | NO |  | 2010 | DIRECT LABOR | Active | Install Chrome Piping 6% - 15% & Nickel 3.5% | Install Chrome Piping 6% - 15% & Nickel 3.5% X-tra Large Bore |  |  |  |  | 5000 | Piping | 644XB48ERXXL | Direct field labor for Erect CMXB: 48" Sch XXH.
64 | 4 | 4 | XB | 48 | FB | 00 | L | Install Chrome Piping 6% - 15% & Nickel 3.5% X-tra Large Bore 48" - Field Fabricate | 644-XB-48FB-00-L | LF | NO | NO |  | 2010 | DIRECT LABOR | Active | Install Chrome Piping 6% - 15% & Nickel 3.5% | Install Chrome Piping 6% - 15% & Nickel 3.5% X-tra Large Bore |  |  |  |  | 5000 | Piping | 644XB48FB00L | Summary of Install Chrome Piping 6% - 15% & Nickel 3.5% X-tra Large Bore 48" - Field Fabricate labor costs.
64 | 4 | 4 | XB | 48 | FB | ST | L | Field Fab CM9XB: 48" Sch Standard or less | 644-XB-48FB-ST-L | LF | NO | NO |  | 2010 | DIRECT LABOR | Active | Install Chrome Piping 6% - 15% & Nickel 3.5% | Install Chrome Piping 6% - 15% & Nickel 3.5% X-tra Large Bore |  |  |  |  | 5000 | Piping | 644XB48FBSTL | Direct field labor for Field Fab CMXB: 48" Sch Standard or less.
64 | 4 | 4 | XB | 48 | FB | XH | L | Field Fab CM9XB: 48" Sch XH | 644-XB-48FB-XH-L | LF | NO | NO |  | 2010 | DIRECT LABOR | Active | Install Chrome Piping 6% - 15% & Nickel 3.5% | Install Chrome Piping 6% - 15% & Nickel 3.5% X-tra Large Bore |  |  |  |  | 5000 | Piping | 644XB48FBXHL | Direct field labor for Field Fab CMXB: 48" Sch XH.
64 | 4 | 4 | XB | 48 | FB | XX | L | Field Fab CM9XB: 48" Sch XXH | 644-XB-48FB-XX-L | LF | NO | NO |  | 2010 | DIRECT LABOR | Active | Install Chrome Piping 6% - 15% & Nickel 3.5% | Install Chrome Piping 6% - 15% & Nickel 3.5% X-tra Large Bore |  |  |  |  | 5000 | Piping | 644XB48FBXXL | Direct field labor for Field Fab CMXB: 48" Sch XXH.
64 | 4 | 4 | XB | 54 | 00 | 00 | L | Install Chrome Piping 6% - 15% & Nickel 3.5% X-tra Large Bore 54" | 644-XB-5400-00-L | LF | NO | NO |  | 2010 | DIRECT LABOR | Active | Install Chrome Piping 6% - 15% & Nickel 3.5% | Install Chrome Piping 6% - 15% & Nickel 3.5% X-tra Large Bore |  |  |  |  | 5000 | Piping | 644XB540000L | Summary of Install Chrome Piping 6% - 15% & Nickel 3.5% X-tra Large Bore 54" labor costs.
64 | 4 | 4 | XB | 54 | ER | 00 | L | Install Chrome Piping 6% - 15% & Nickel 3.5% X-tra Large Bore 54" - Erect | 644-XB-54ER-00-L | LF | NO | NO |  | 2010 | DIRECT LABOR | Active | Install Chrome Piping 6% - 15% & Nickel 3.5% | Install Chrome Piping 6% - 15% & Nickel 3.5% X-tra Large Bore |  |  |  |  | 5000 | Piping | 644XB54ER00L | Summary of Install Chrome Piping 6% - 15% & Nickel 3.5% X-tra Large Bore 54" - Erect labor costs.
64 | 4 | 4 | XB | 54 | ER | ST | L | Erect CM9XB: 54" Sch Standard or less | 644-XB-54ER-ST-L | LF | NO | NO |  | 2010 | DIRECT LABOR | Active | Install Chrome Piping 6% - 15% & Nickel 3.5% | Install Chrome Piping 6% - 15% & Nickel 3.5% X-tra Large Bore |  |  |  |  | 5000 | Piping | 644XB54ERSTL | Direct field labor for Erect CMXB: 54" Sch Standard or less.
64 | 4 | 4 | XB | 54 | ER | XH | L | Erect CM9XB: 54" Sch XH | 644-XB-54ER-XH-L | LF | NO | NO |  | 2010 | DIRECT LABOR | Active | Install Chrome Piping 6% - 15% & Nickel 3.5% | Install Chrome Piping 6% - 15% & Nickel 3.5% X-tra Large Bore |  |  |  |  | 5000 | Piping | 644XB54ERXHL | Direct field labor for Erect CMXB: 54" Sch XH.
64 | 4 | 4 | XB | 54 | ER | XX | L | Erect CM9XB: 54" Sch XXH | 644-XB-54ER-XX-L | LF | NO | NO |  | 2010 | DIRECT LABOR | Active | Install Chrome Piping 6% - 15% & Nickel 3.5% | Install Chrome Piping 6% - 15% & Nickel 3.5% X-tra Large Bore |  |  |  |  | 5000 | Piping | 644XB54ERXXL | Direct field labor for Erect CMXB: 54" Sch XXH.
64 | 4 | 4 | XB | 54 | FB | 00 | L | Install Chrome Piping 6% - 15% & Nickel 3.5% X-tra Large Bore 54" - Field Fabricate | 644-XB-54FB-00-L | LF | NO | NO |  | 2010 | DIRECT LABOR | Active | Install Chrome Piping 6% - 15% & Nickel 3.5% | Install Chrome Piping 6% - 15% & Nickel 3.5% X-tra Large Bore |  |  |  |  | 5000 | Piping | 644XB54FB00L | Summary of Install Chrome Piping 6% - 15% & Nickel 3.5% X-tra Large Bore 54" - Field Fabricate labor costs.
64 | 4 | 4 | XB | 54 | FB | ST | L | Field Fab CM9XB: 54" Sch Standard or less | 644-XB-54FB-ST-L | LF | NO | NO |  | 2010 | DIRECT LABOR | Active | Install Chrome Piping 6% - 15% & Nickel 3.5% | Install Chrome Piping 6% - 15% & Nickel 3.5% X-tra Large Bore |  |  |  |  | 5000 | Piping | 644XB54FBSTL | Direct field labor for Field Fab CMXB: 54" Sch Standard or less.
64 | 4 | 4 | XB | 54 | FB | XH | L | Field Fab CM9XB: 54" Sch XH | 644-XB-54FB-XH-L | LF | NO | NO |  | 2010 | DIRECT LABOR | Active | Install Chrome Piping 6% - 15% & Nickel 3.5% | Install Chrome Piping 6% - 15% & Nickel 3.5% X-tra Large Bore |  |  |  |  | 5000 | Piping | 644XB54FBXHL | Direct field labor for Field Fab CMXB: 54" Sch XH.
64 | 4 | 4 | XB | 54 | FB | XX | L | Field Fab CM9XB: 54" Sch XXH | 644-XB-54FB-XX-L | LF | NO | NO |  | 2010 | DIRECT LABOR | Active | Install Chrome Piping 6% - 15% & Nickel 3.5% | Install Chrome Piping 6% - 15% & Nickel 3.5% X-tra Large Bore |  |  |  |  | 5000 | Piping | 644XB54FBXXL | Direct field labor for Field Fab CMXB: 54" Sch XXH.
64 | 5 | 4 | XB | 60 | 00 | 00 | L | Install Chrome Piping 6% - 15% & Nickel 3.5% X-tra Large Bore 60" | 644-XB-6000-00-L | LF | NO | NO |  | 2010 | DIRECT LABOR | Active | Install Chrome Piping 6% - 15% & Nickel 3.5% | Install Chrome Piping 6% - 15% & Nickel 3.5% X-tra Large Bore |  |  |  |  | 5000 | Piping | 644XB600000L | Summary of Install Chrome Piping 6% - 15% & Nickel 3.5% X-tra Large Bore 60" labor costs.
64 | 5 | 4 | XB | 60 | ER | 00 | L | Install Chrome Piping 6% - 15% & Nickel 3.5% X-tra Large Bore 60" - Erect | 644-XB-60ER-00-L | LF | NO | NO |  | 2010 | DIRECT LABOR | Active | Install Chrome Piping 6% - 15% & Nickel 3.5% | Install Chrome Piping 6% - 15% & Nickel 3.5% X-tra Large Bore |  |  |  |  | 5000 | Piping | 644XB60ER00L | Summary of Install Chrome Piping 6% - 15% & Nickel 3.5% X-tra Large Bore 60" - Erect labor costs.
64 | 5 | 4 | XB | 60 | ER | ST | L | Erect CM9XB: 60" Sch Standard or less | 644-XB-60ER-ST-L | LF | NO | NO |  | 2010 | DIRECT LABOR | Active | Install Chrome Piping 6% - 15% & Nickel 3.5% | Install Chrome Piping 6% - 15% & Nickel 3.5% X-tra Large Bore |  |  |  |  | 5000 | Piping | 644XB60ERSTL | Direct field labor for Erect CMXB: 60" Sch Standard or less.
64 | 5 | 4 | XB | 60 | ER | XH | L | Erect CM9XB: 60" Sch XH | 644-XB-60ER-XH-L | LF | NO | NO |  | 2010 | DIRECT LABOR | Active | Install Chrome Piping 6% - 15% & Nickel 3.5% | Install Chrome Piping 6% - 15% & Nickel 3.5% X-tra Large Bore |  |  |  |  | 5000 | Piping | 644XB60ERXHL | Direct field labor for Erect CMXB: 60" Sch XH.
64 | 5 | 4 | XB | 60 | ER | XX | L | Erect CM9XB: 60" Sch XXH | 644-XB-60ER-XX-L | LF | NO | NO |  | 2010 | DIRECT LABOR | Active | Install Chrome Piping 6% - 15% & Nickel 3.5% | Install Chrome Piping 6% - 15% & Nickel 3.5% X-tra Large Bore |  |  |  |  | 5000 | Piping | 644XB60ERXXL | Direct field labor for Erect CMXB: 60" Sch XXH.
64 | 5 | 4 | XB | 60 | FB | 00 | L | Install Chrome Piping 6% - 15% & Nickel 3.5% X-tra Large Bore 60" - Field Fabricate | 644-XB-60FB-00-L | LF | NO | NO |  | 2010 | DIRECT LABOR | Active | Install Chrome Piping 6% - 15% & Nickel 3.5% | Install Chrome Piping 6% - 15% & Nickel 3.5% X-tra Large Bore |  |  |  |  | 5000 | Piping | 644XB60FB00L | Summary of Install Chrome Piping 6% - 15% & Nickel 3.5% X-tra Large Bore 60" - Field Fabricate labor costs.
64 | 5 | 4 | XB | 60 | FB | ST | L | Field Fab CM9XB: 60" Sch Standard or less | 644-XB-60FB-ST-L | LF | NO | NO |  | 2010 | DIRECT LABOR | Active | Install Chrome Piping 6% - 15% & Nickel 3.5% | Install Chrome Piping 6% - 15% & Nickel 3.5% X-tra Large Bore |  |  |  |  | 5000 | Piping | 644XB60FBSTL | Direct field labor for Field Fab CMXB: 60" Sch Standard or less.
64 | 5 | 4 | XB | 60 | FB | XH | L | Field Fab CM9XB: 60" Sch XH | 644-XB-60FB-XH-L | LF | NO | NO |  | 2010 | DIRECT LABOR | Active | Install Chrome Piping 6% - 15% & Nickel 3.5% | Install Chrome Piping 6% - 15% & Nickel 3.5% X-tra Large Bore |  |  |  |  | 5000 | Piping | 644XB60FBXHL | Direct field labor for Field Fab CMXB: 60" Sch XH.
64 | 5 | 4 | XB | 60 | FB | XX | L | Field Fab CM9XB: 60" Sch XXH | 644-XB-60FB-XX-L | LF | NO | NO |  | 2010 | DIRECT LABOR | Active | Install Chrome Piping 6% - 15% & Nickel 3.5% | Install Chrome Piping 6% - 15% & Nickel 3.5% X-tra Large Bore |  |  |  |  | 5000 | Piping | 644XB60FBXXL | Direct field labor for Field Fab CMXB: 60" Sch XXH.
64 | 5 | 5 | 00 | 00 | 00 | 00 | 0 | Install Copper | 645-00-0000-00-0 | LF | YES | YES | Bulks | 2010 | DIRECT LABOR | Active | Install Copper | Summary |  |  |  |  | 5000 | Piping | 645000000000 | Top-level summary of all Install Copper costs.
64 | 5 | 5 | LB | 00 | 00 | 00 | L | Install Copper Large Bore | 645-LB-0000-00-L | LF | NO | NO |  | 2010 | DIRECT LABOR | Active | Install Copper | Install Copper Large Bore |  |  |  |  | 5000 | Piping | 645LB000000L | Summary of Install Copper Large Bore labor costs.
64 | 5 | 5 | LB | 10 | 00 | ST | L | Install Copper Large Bore Standard | 645-LB-1000-ST-L | LF | NO | NO |  | 2010 | DIRECT LABOR | Active | Install Copper | Install Copper Large Bore |  |  |  |  | 5000 | Piping | 645LB1000STL | Direct field labor for Install Copper Large Bore Standard.
64 | 5 | 5 | LB | 10 | ER | ST | L | Install Copper Large Bore Standard - Erect | 645-LB-10ER-ST-L | LF | NO | NO |  | 2010 | DIRECT LABOR | Active | Install Copper | Install Copper Large Bore |  |  |  |  | 5000 | Piping | 645LB10ERSTL | Direct field labor for Install Copper Large Bore Standard - Erect.
64 | 5 | 5 | LB | 10 | FB | ST | L | Install Copper Large Bore Standard - Field Fabricate | 645-LB-10FB-ST-L | LF | NO | NO |  | 2010 | DIRECT LABOR | Active | Install Copper | Install Copper Large Bore |  |  |  |  | 5000 | Piping | 645LB10FBSTL | Direct field labor for Install Copper Large Bore Standard - Field Fabricate.
64 | 5 | 5 | LB | 20 | 00 | XH | L | Install Copper Large Bore XH | 645-LB-2000-XH-L | LF | NO | NO |  | 2010 | DIRECT LABOR | Active | Install Copper | Install Copper Large Bore |  |  |  |  | 5000 | Piping | 645LB2000XHL | Direct field labor for Install Copper Large Bore XH.
64 | 5 | 5 | LB | 20 | ER | XH | L | Install Copper Large Bore XH - Erect | 645-LB-20ER-XH-L | LF | NO | NO |  | 2010 | DIRECT LABOR | Active | Install Copper | Install Copper Large Bore |  |  |  |  | 5000 | Piping | 645LB20ERXHL | Direct field labor for Install Copper Large Bore XH - Erect.
64 | 5 | 5 | LB | 20 | FB | XH | L | Install Copper Large Bore XH - Field Fabricate | 645-LB-20FB-XH-L | LF | NO | NO |  | 2010 | DIRECT LABOR | Active | Install Copper | Install Copper Large Bore |  |  |  |  | 5000 | Piping | 645LB20FBXHL | Direct field labor for Install Copper Large Bore XH - Field Fabricate.
64 | 5 | 5 | LB | 30 | 00 | XX | L | Install Copper Large Bore XXH | 645-LB-3000-XX-L | LF | NO | NO |  | 2010 | DIRECT LABOR | Active | Install Copper | Install Copper Large Bore |  |  |  |  | 5000 | Piping | 645LB3000XXL | Direct field labor for Install Copper Large Bore XXH.
64 | 5 | 5 | LB | 30 | ER | XX | L | Install Copper Large Bore XXH - Erect | 645-LB-30ER-XX-L | LF | NO | NO |  | 2010 | DIRECT LABOR | Active | Install Copper | Install Copper Large Bore |  |  |  |  | 5000 | Piping | 645LB30ERXXL | Direct field labor for Install Copper Large Bore XXH - Erect.
64 | 5 | 5 | LB | 30 | FB | XX | L | Install Copper Large Bore XXH - Field Fabricate | 645-LB-30FB-XX-L | LF | NO | NO |  | 2010 | DIRECT LABOR | Active | Install Copper | Install Copper Large Bore |  |  |  |  | 5000 | Piping | 645LB30FBXXL | Direct field labor for Install Copper Large Bore XXH - Field Fabricate.
64 | 5 | 5 | MB | 00 | 00 | 00 | L | Install Copper Medium Bore | 645-MB-0000-00-L | LF | NO | NO |  | 2010 | DIRECT LABOR | Active | Install Copper | Install Copper Medium Bore |  |  |  |  | 5000 | Piping | 645MB000000L | Summary of Install Copper Medium Bore labor costs.
64 | 5 | 5 | MB | 10 | 00 | ST | L | Install Copper Medium Bore Standard | 645-MB-1000-ST-L | LF | NO | NO |  | 2010 | DIRECT LABOR | Active | Install Copper | Install Copper Medium Bore |  |  |  |  | 5000 | Piping | 645MB1000STL | Direct field labor for Install Copper Medium Bore Standard.
64 | 5 | 5 | MB | 10 | ER | ST | L | Install Copper Medium Bore Standard - Erect | 645-MB-10ER-ST-L | LF | NO | NO |  | 2010 | DIRECT LABOR | Active | Install Copper | Install Copper Medium Bore |  |  |  |  | 5000 | Piping | 645MB10ERSTL | Direct field labor for Install Copper Medium Bore Standard - Erect.
64 | 5 | 5 | MB | 10 | FB | ST | L | Install Copper Medium Bore Standard - Field Fabricate | 645-MB-10FB-ST-L | LF | NO | NO |  | 2010 | DIRECT LABOR | Active | Install Copper | Install Copper Medium Bore |  |  |  |  | 5000 | Piping | 645MB10FBSTL | Direct field labor for Install Copper Medium Bore Standard - Field Fabricate.
64 | 5 | 5 | MB | 20 | 00 | XH | L | Install Copper Medium Bore XH | 645-MB-2000-XH-L | LF | NO | NO |  | 2010 | DIRECT LABOR | Active | Install Copper | Install Copper Medium Bore |  |  |  |  | 5000 | Piping | 645MB2000XHL | Direct field labor for Install Copper Medium Bore XH.
64 | 5 | 5 | MB | 20 | ER | XH | L | Install Copper Medium Bore XH - Erect | 645-MB-20ER-XH-L | LF | NO | NO |  | 2010 | DIRECT LABOR | Active | Install Copper | Install Copper Medium Bore |  |  |  |  | 5000 | Piping | 645MB20ERXHL | Direct field labor for Install Copper Medium Bore XH - Erect.
64 | 5 | 5 | MB | 20 | FB | XH | L | Install Copper Medium Bore XH - Field Fabricate | 645-MB-20FB-XH-L | LF | NO | NO |  | 2010 | DIRECT LABOR | Active | Install Copper | Install Copper Medium Bore |  |  |  |  | 5000 | Piping | 645MB20FBXHL | Direct field labor for Install Copper Medium Bore XH - Field Fabricate.
64 | 5 | 5 | MB | 30 | 00 | XX | L | Install Copper Medium Bore XXH | 645-MB-3000-XX-L | LF | NO | NO |  | 2010 | DIRECT LABOR | Active | Install Copper | Install Copper Medium Bore |  |  |  |  | 5000 | Piping | 645MB3000XXL | Direct field labor for Install Copper Medium Bore XXH.
64 | 5 | 5 | MB | 30 | ER | XX | L | Install Copper Medium Bore XXH - Erect | 645-MB-30ER-XX-L | LF | NO | NO |  | 2010 | DIRECT LABOR | Active | Install Copper | Install Copper Medium Bore |  |  |  |  | 5000 | Piping | 645MB30ERXXL | Direct field labor for Install Copper Medium Bore XXH - Erect.
64 | 5 | 5 | MB | 30 | FB | XX | L | Install Copper Medium Bore XXH - Field Fabricate | 645-MB-30FB-XX-L | LF | NO | NO |  | 2010 | DIRECT LABOR | Active | Install Copper | Install Copper Medium Bore |  |  |  |  | 5000 | Piping | 645MB30FBXXL | Direct field labor for Install Copper Medium Bore XXH - Field Fabricate.
64 | 5 | 5 | SB | 00 | 00 | 00 | L | Install Copper Small Bore | 645-SB-0000-00-L | LF | NO | NO |  | 2010 | DIRECT LABOR | Active | Install Copper | Install Copper Small Bore |  |  |  |  | 5000 | Piping | 645SB000000L | Summary of Install Copper Small Bore labor costs.
64 | 5 | 5 | SB | 10 | 00 | ST | L | Install Copper Small Bore Standard | 645-SB-1000-ST-L | LF | NO | NO |  | 2010 | DIRECT LABOR | Active | Install Copper | Install Copper Small Bore |  |  |  |  | 5000 | Piping | 645SB1000STL | Direct field labor for Install Copper Small Bore Standard.
64 | 5 | 5 | SB | 10 | ER | ST | L | Install Copper Small Bore Standard - Erect | 645-SB-10ER-ST-L | LF | NO | NO |  | 2010 | DIRECT LABOR | Active | Install Copper | Install Copper Small Bore |  |  |  |  | 5000 | Piping | 645SB10ERSTL | Direct field labor for Install Copper Small Bore Standard - Erect.
64 | 5 | 5 | SB | 10 | FB | ST | L | Install Copper Small Bore Standard - Field Fabricate | 645-SB-10FB-ST-L | LF | NO | NO |  | 2010 | DIRECT LABOR | Active | Install Copper | Install Copper Small Bore |  |  |  |  | 5000 | Piping | 645SB10FBSTL | Direct field labor for Install Copper Small Bore Standard - Field Fabricate.
64 | 5 | 5 | SB | 20 | 00 | XH | L | Install Copper Small Bore XH | 645-SB-2000-XH-L | LF | NO | NO |  | 2010 | DIRECT LABOR | Active | Install Copper | Install Copper Small Bore |  |  |  |  | 5000 | Piping | 645SB2000XHL | Direct field labor for Install Copper Small Bore XH.
64 | 5 | 5 | SB | 20 | ER | XH | L | Install Copper Small Bore XH - Erect | 645-SB-20ER-XH-L | LF | NO | NO |  | 2010 | DIRECT LABOR | Active | Install Copper | Install Copper Small Bore |  |  |  |  | 5000 | Piping | 645SB20ERXHL | Direct field labor for Install Copper Small Bore XH - Erect.
64 | 5 | 5 | SB | 20 | FB | XH | L | Install Copper Small Bore XH - Field Fabricate | 645-SB-20FB-XH-L | LF | NO | NO |  | 2010 | DIRECT LABOR | Active | Install Copper | Install Copper Small Bore |  |  |  |  | 5000 | Piping | 645SB20FBXHL | Direct field labor for Install Copper Small Bore XH - Field Fabricate.
64 | 5 | 5 | SB | 30 | 00 | XX | L | Install Copper Small Bore XXH | 645-SB-3000-XX-L | LF | NO | NO |  | 2010 | DIRECT LABOR | Active | Install Copper | Install Copper Small Bore |  |  |  |  | 5000 | Piping | 645SB3000XXL | Direct field labor for Install Copper Small Bore XXH.
64 | 5 | 5 | SB | 30 | ER | XX | L | Install Copper Small Bore XXH - Erect | 645-SB-30ER-XX-L | LF | NO | NO |  | 2010 | DIRECT LABOR | Active | Install Copper | Install Copper Small Bore |  |  |  |  | 5000 | Piping | 645SB30ERXXL | Direct field labor for Install Copper Small Bore XXH - Erect.
64 | 5 | 5 | SB | 30 | FB | XX | L | Install Copper Small Bore XXH - Field Fabricate | 645-SB-30FB-XX-L | LF | NO | NO |  | 2010 | DIRECT LABOR | Active | Install Copper | Install Copper Small Bore |  |  |  |  | 5000 | Piping | 645SB30FBXXL | Direct field labor for Install Copper Small Bore XXH - Field Fabricate.
64 | 5 | 5 | XB | 00 | 00 | 00 | L | Install Copper X-tra Large Bore | 645-XB-0000-00-L | LF | NO | NO |  | 2010 | DIRECT LABOR | Active | Install Copper | Install Copper X-tra Large Bore |  |  |  |  | 5000 | Piping | 645XB000000L | Summary of Install Copper X-tra Large Bore labor costs.
64 | 6 | 5 | XB | 10 | 00 | ST | L | Install Copper X-tra Large Bore Standard | 645-XB-1000-ST-L | LF | NO | NO |  | 2010 | DIRECT LABOR | Active | Install Copper | Install Copper X-tra Large Bore |  |  |  |  | 5000 | Piping | 645XB1000STL | Direct field labor for Install Copper X-tra Large Bore Standard.
64 | 6 | 5 | XB | 10 | ER | ST | L | Install Copper X-tra Large Bore Standard - Erect | 645-XB-10ER-ST-L | LF | NO | NO |  | 2010 | DIRECT LABOR | Active | Install Copper | Install Copper X-tra Large Bore |  |  |  |  | 5000 | Piping | 645XB10ERSTL | Direct field labor for Install Copper X-tra Large Bore Standard - Erect.
64 | 6 | 5 | XB | 10 | FB | ST | L | Install Copper X-tra Large Bore Standard - Field Fabricate | 645-XB-10FB-ST-L | LF | NO | NO |  | 2010 | DIRECT LABOR | Active | Install Copper | Install Copper X-tra Large Bore |  |  |  |  | 5000 | Piping | 645XB10FBSTL | Direct field labor for Install Copper X-tra Large Bore Standard - Field Fabricate.
64 | 6 | 5 | XB | 20 | 00 | XH | L | Install Copper X-tra Large Bore XH | 645-XB-2000-XH-L | LF | NO | NO |  | 2010 | DIRECT LABOR | Active | Install Copper | Install Copper X-tra Large Bore |  |  |  |  | 5000 | Piping | 645XB2000XHL | Direct field labor for Install Copper X-tra Large Bore XH.
64 | 6 | 5 | XB | 20 | ER | XH | L | Install Copper X-tra Large Bore XH - Erect | 645-XB-20ER-XH-L | LF | NO | NO |  | 2010 | DIRECT LABOR | Active | Install Copper | Install Copper X-tra Large Bore |  |  |  |  | 5000 | Piping | 645XB20ERXHL | Direct field labor for Install Copper X-tra Large Bore XH - Erect.
64 | 6 | 5 | XB | 20 | FB | XH | L | Install Copper X-tra Large Bore XH - Field Fabricate | 645-XB-20FB-XH-L | LF | NO | NO |  | 2010 | DIRECT LABOR | Active | Install Copper | Install Copper X-tra Large Bore |  |  |  |  | 5000 | Piping | 645XB20FBXHL | Direct field labor for Install Copper X-tra Large Bore XH - Field Fabricate.
64 | 6 | 5 | XB | 30 | 00 | XX | L | Install Copper X-tra Large Bore XXH | 645-XB-3000-XX-L | LF | NO | NO |  | 2010 | DIRECT LABOR | Active | Install Copper | Install Copper X-tra Large Bore |  |  |  |  | 5000 | Piping | 645XB3000XXL | Direct field labor for Install Copper X-tra Large Bore XXH.
64 | 6 | 5 | XB | 30 | ER | XX | L | Install Copper X-tra Large Bore XXH - Erect | 645-XB-30ER-XX-L | LF | NO | NO |  | 2010 | DIRECT LABOR | Active | Install Copper | Install Copper X-tra Large Bore |  |  |  |  | 5000 | Piping | 645XB30ERXXL | Direct field labor for Install Copper X-tra Large Bore XXH - Erect.
64 | 6 | 5 | XB | 30 | FB | XX | L | Install Copper X-tra Large Bore XXH - Field Fabricate | 645-XB-30FB-XX-L | LF | NO | NO |  | 2010 | DIRECT LABOR | Active | Install Copper | Install Copper X-tra Large Bore |  |  |  |  | 5000 | Piping | 645XB30FBXXL | Direct field labor for Install Copper X-tra Large Bore XXH - Field Fabricate.
64 | 6 | 6 | 00 | 00 | 00 | 00 | 0 | Install Brass | 646-00-0000-00-0 | LF | YES | YES | Bulks | 2010 | DIRECT LABOR | Active | Install Brass | Summary |  |  |  |  | 5000 | Piping | 646000000000 | Top-level summary of all Install Brass costs.
64 | 6 | 6 | LB | 00 | 00 | 00 | L | Install Brass Large Bore | 646-LB-0000-00-L | LF | NO | NO |  | 2010 | DIRECT LABOR | Active | Install Brass | Install Brass Large Bore |  |  |  |  | 5000 | Piping | 646LB000000L | Summary of Install Brass Large Bore labor costs.
64 | 6 | 6 | LB | 10 | 00 | ST | L | Install Brass Large Bore Standard | 646-LB-1000-ST-L | LF | NO | NO |  | 2010 | DIRECT LABOR | Active | Install Brass | Install Brass Large Bore |  |  |  |  | 5000 | Piping | 646LB1000STL | Direct field labor for Install Brass Large Bore Standard.
64 | 6 | 6 | LB | 10 | ER | ST | L | Install Brass Large Bore Standard - Erect | 646-LB-10ER-ST-L | LF | NO | NO |  | 2010 | DIRECT LABOR | Active | Install Brass | Install Brass Large Bore |  |  |  |  | 5000 | Piping | 646LB10ERSTL | Direct field labor for Install Brass Large Bore Standard - Erect.
64 | 6 | 6 | LB | 10 | FB | ST | L | Install Brass Large Bore Standard - Field Fabricate | 646-LB-10FB-ST-L | LF | NO | NO |  | 2010 | DIRECT LABOR | Active | Install Brass | Install Brass Large Bore |  |  |  |  | 5000 | Piping | 646LB10FBSTL | Direct field labor for Install Brass Large Bore Standard - Field Fabricate.
64 | 6 | 6 | LB | 20 | 00 | XH | L | Install Brass Large Bore XH | 646-LB-2000-XH-L | LF | NO | NO |  | 2010 | DIRECT LABOR | Active | Install Brass | Install Brass Large Bore |  |  |  |  | 5000 | Piping | 646LB2000XHL | Direct field labor for Install Brass Large Bore XH.
64 | 6 | 6 | LB | 20 | ER | XH | L | Install Brass Large Bore XH - Erect | 646-LB-20ER-XH-L | LF | NO | NO |  | 2010 | DIRECT LABOR | Active | Install Brass | Install Brass Large Bore |  |  |  |  | 5000 | Piping | 646LB20ERXHL | Direct field labor for Install Brass Large Bore XH - Erect.
64 | 6 | 6 | LB | 20 | FB | XH | L | Install Brass Large Bore XH - Field Fabricate | 646-LB-20FB-XH-L | LF | NO | NO |  | 2010 | DIRECT LABOR | Active | Install Brass | Install Brass Large Bore |  |  |  |  | 5000 | Piping | 646LB20FBXHL | Direct field labor for Install Brass Large Bore XH - Field Fabricate.
64 | 6 | 6 | LB | 30 | 00 | XX | L | Install Brass Large Bore XXH | 646-LB-3000-XX-L | LF | NO | NO |  | 2010 | DIRECT LABOR | Active | Install Brass | Install Brass Large Bore |  |  |  |  | 5000 | Piping | 646LB3000XXL | Direct field labor for Install Brass Large Bore XXH.
64 | 6 | 6 | LB | 30 | ER | XX | L | Install Brass Large Bore XXH - Erect | 646-LB-30ER-XX-L | LF | NO | NO |  | 2010 | DIRECT LABOR | Active | Install Brass | Install Brass Large Bore |  |  |  |  | 5000 | Piping | 646LB30ERXXL | Direct field labor for Install Brass Large Bore XXH - Erect.
64 | 6 | 6 | LB | 30 | FB | XX | L | Install Brass Large Bore XXH - Field Fabricate | 646-LB-30FB-XX-L | LF | NO | NO |  | 2010 | DIRECT LABOR | Active | Install Brass | Install Brass Large Bore |  |  |  |  | 5000 | Piping | 646LB30FBXXL | Direct field labor for Install Brass Large Bore XXH - Field Fabricate.
64 | 6 | 6 | MB | 00 | 00 | 00 | L | Install Brass Medium Bore | 646-MB-0000-00-L | LF | NO | NO |  | 2010 | DIRECT LABOR | Active | Install Brass | Install Brass Medium Bore |  |  |  |  | 5000 | Piping | 646MB000000L | Summary of Install Brass Medium Bore labor costs.
64 | 6 | 6 | MB | 10 | 00 | ST | L | Install Brass Medium Bore Standard | 646-MB-1000-ST-L | LF | NO | NO |  | 2010 | DIRECT LABOR | Active | Install Brass | Install Brass Medium Bore |  |  |  |  | 5000 | Piping | 646MB1000STL | Direct field labor for Install Brass Medium Bore Standard.
64 | 6 | 6 | MB | 10 | ER | ST | L | Install Brass Medium Bore Standard - Erect | 646-MB-10ER-ST-L | LF | NO | NO |  | 2010 | DIRECT LABOR | Active | Install Brass | Install Brass Medium Bore |  |  |  |  | 5000 | Piping | 646MB10ERSTL | Direct field labor for Install Brass Medium Bore Standard - Erect.
64 | 6 | 6 | MB | 10 | FB | ST | L | Install Brass Medium Bore Standard - Field Fabricate | 646-MB-10FB-ST-L | LF | NO | NO |  | 2010 | DIRECT LABOR | Active | Install Brass | Install Brass Medium Bore |  |  |  |  | 5000 | Piping | 646MB10FBSTL | Direct field labor for Install Brass Medium Bore Standard - Field Fabricate.
64 | 6 | 6 | MB | 20 | 00 | XH | L | Install Brass Medium Bore XH | 646-MB-2000-XH-L | LF | NO | NO |  | 2010 | DIRECT LABOR | Active | Install Brass | Install Brass Medium Bore |  |  |  |  | 5000 | Piping | 646MB2000XHL | Direct field labor for Install Brass Medium Bore XH.
64 | 6 | 6 | MB | 20 | ER | XH | L | Install Brass Medium Bore XH - Erect | 646-MB-20ER-XH-L | LF | NO | NO |  | 2010 | DIRECT LABOR | Active | Install Brass | Install Brass Medium Bore |  |  |  |  | 5000 | Piping | 646MB20ERXHL | Direct field labor for Install Brass Medium Bore XH - Erect.
64 | 6 | 6 | MB | 20 | FB | XH | L | Install Brass Medium Bore XH - Field Fabricate | 646-MB-20FB-XH-L | LF | NO | NO |  | 2010 | DIRECT LABOR | Active | Install Brass | Install Brass Medium Bore |  |  |  |  | 5000 | Piping | 646MB20FBXHL | Direct field labor for Install Brass Medium Bore XH - Field Fabricate.
64 | 6 | 6 | MB | 30 | 00 | XX | L | Install Brass Medium Bore XXH | 646-MB-3000-XX-L | LF | NO | NO |  | 2010 | DIRECT LABOR | Active | Install Brass | Install Brass Medium Bore |  |  |  |  | 5000 | Piping | 646MB3000XXL | Direct field labor for Install Brass Medium Bore XXH.
64 | 6 | 6 | MB | 30 | ER | XX | L | Install Brass Medium Bore XXH - Erect | 646-MB-30ER-XX-L | LF | NO | NO |  | 2010 | DIRECT LABOR | Active | Install Brass | Install Brass Medium Bore |  |  |  |  | 5000 | Piping | 646MB30ERXXL | Direct field labor for Install Brass Medium Bore XXH - Erect.
64 | 6 | 6 | MB | 30 | FB | XX | L | Install Brass Medium Bore XXH - Field Fabricate | 646-MB-30FB-XX-L | LF | NO | NO |  | 2010 | DIRECT LABOR | Active | Install Brass | Install Brass Medium Bore |  |  |  |  | 5000 | Piping | 646MB30FBXXL | Direct field labor for Install Brass Medium Bore XXH - Field Fabricate.
64 | 6 | 6 | SB | 00 | 00 | 00 | L | Install Brass Small Bore | 646-SB-0000-00-L | LF | NO | NO |  | 2010 | DIRECT LABOR | Active | Install Brass | Install Brass Small Bore |  |  |  |  | 5000 | Piping | 646SB000000L | Summary of Install Brass Small Bore labor costs.
64 | 6 | 6 | SB | 10 | 00 | ST | L | Install Brass Small Bore Standard | 646-SB-1000-ST-L | LF | NO | NO |  | 2010 | DIRECT LABOR | Active | Install Brass | Install Brass Small Bore |  |  |  |  | 5000 | Piping | 646SB1000STL | Direct field labor for Install Brass Small Bore Standard.
64 | 6 | 6 | SB | 10 | ER | ST | L | Install Brass Small Bore Standard - Erect | 646-SB-10ER-ST-L | LF | NO | NO |  | 2010 | DIRECT LABOR | Active | Install Brass | Install Brass Small Bore |  |  |  |  | 5000 | Piping | 646SB10ERSTL | Direct field labor for Install Brass Small Bore Standard - Erect.
64 | 6 | 6 | SB | 10 | FB | ST | L | Install Brass Small Bore Standard - Field Fabricate | 646-SB-10FB-ST-L | LF | NO | NO |  | 2010 | DIRECT LABOR | Active | Install Brass | Install Brass Small Bore |  |  |  |  | 5000 | Piping | 646SB10FBSTL | Direct field labor for Install Brass Small Bore Standard - Field Fabricate.
64 | 6 | 6 | SB | 20 | 00 | XH | L | Install Brass Small Bore XH | 646-SB-2000-XH-L | LF | NO | NO |  | 2010 | DIRECT LABOR | Active | Install Brass | Install Brass Small Bore |  |  |  |  | 5000 | Piping | 646SB2000XHL | Direct field labor for Install Brass Small Bore XH.
64 | 6 | 6 | SB | 20 | ER | XH | L | Install Brass Small Bore XH - Erect | 646-SB-20ER-XH-L | LF | NO | NO |  | 2010 | DIRECT LABOR | Active | Install Brass | Install Brass Small Bore |  |  |  |  | 5000 | Piping | 646SB20ERXHL | Direct field labor for Install Brass Small Bore XH - Erect.
64 | 6 | 6 | SB | 20 | FB | XH | L | Install Brass Small Bore XH - Field Fabricate | 646-SB-20FB-XH-L | LF | NO | NO |  | 2010 | DIRECT LABOR | Active | Install Brass | Install Brass Small Bore |  |  |  |  | 5000 | Piping | 646SB20FBXHL | Direct field labor for Install Brass Small Bore XH - Field Fabricate.
64 | 6 | 6 | SB | 30 | 00 | XX | L | Install Brass Small Bore XXH | 646-SB-3000-XX-L | LF | NO | NO |  | 2010 | DIRECT LABOR | Active | Install Brass | Install Brass Small Bore |  |  |  |  | 5000 | Piping | 646SB3000XXL | Direct field labor for Install Brass Small Bore XXH.
64 | 6 | 6 | SB | 30 | ER | XX | L | Install Brass Small Bore XXH - Erect | 646-SB-30ER-XX-L | LF | NO | NO |  | 2010 | DIRECT LABOR | Active | Install Brass | Install Brass Small Bore |  |  |  |  | 5000 | Piping | 646SB30ERXXL | Direct field labor for Install Brass Small Bore XXH - Erect.
64 | 6 | 6 | SB | 30 | FB | XX | L | Install Brass Small Bore XXH - Field Fabricate | 646-SB-30FB-XX-L | LF | NO | NO |  | 2010 | DIRECT LABOR | Active | Install Brass | Install Brass Small Bore |  |  |  |  | 5000 | Piping | 646SB30FBXXL | Direct field labor for Install Brass Small Bore XXH - Field Fabricate.
64 | 6 | 6 | XB | 00 | 00 | 00 | L | Install Brass X-tra Large Bore | 646-XB-0000-00-L | LF | NO | NO |  | 2010 | DIRECT LABOR | Active | Install Brass | Install Brass X-tra Large Bore |  |  |  |  | 5000 | Piping | 646XB000000L | Summary of Install Brass X-tra Large Bore labor costs.
64 | 7 | 6 | XB | 10 | 00 | ST | L | Install Brass X-tra Large Bore Standard | 646-XB-1000-ST-L | LF | NO | NO |  | 2010 | DIRECT LABOR | Active | Install Brass | Install Brass X-tra Large Bore |  |  |  |  | 5000 | Piping | 646XB1000STL | Direct field labor for Install Brass X-tra Large Bore Standard.
64 | 7 | 6 | XB | 10 | ER | ST | L | Install Brass X-tra Large Bore Standard - Erect | 646-XB-10ER-ST-L | LF | NO | NO |  | 2010 | DIRECT LABOR | Active | Install Brass | Install Brass X-tra Large Bore |  |  |  |  | 5000 | Piping | 646XB10ERSTL | Direct field labor for Install Brass X-tra Large Bore Standard - Erect.
64 | 7 | 6 | XB | 10 | FB | ST | L | Install Brass X-tra Large Bore Standard - Field Fabricate | 646-XB-10FB-ST-L | LF | NO | NO |  | 2010 | DIRECT LABOR | Active | Install Brass | Install Brass X-tra Large Bore |  |  |  |  | 5000 | Piping | 646XB10FBSTL | Direct field labor for Install Brass X-tra Large Bore Standard - Field Fabricate.
64 | 7 | 6 | XB | 20 | 00 | XH | L | Install Brass X-tra Large Bore XH | 646-XB-2000-XH-L | LF | NO | NO |  | 2010 | DIRECT LABOR | Active | Install Brass | Install Brass X-tra Large Bore |  |  |  |  | 5000 | Piping | 646XB2000XHL | Direct field labor for Install Brass X-tra Large Bore XH.
64 | 7 | 6 | XB | 20 | ER | XH | L | Install Brass X-tra Large Bore XH - Erect | 646-XB-20ER-XH-L | LF | NO | NO |  | 2010 | DIRECT LABOR | Active | Install Brass | Install Brass X-tra Large Bore |  |  |  |  | 5000 | Piping | 646XB20ERXHL | Direct field labor for Install Brass X-tra Large Bore XH - Erect.
64 | 8 | 6 | XB | 20 | FB | XH | L | Install Brass X-tra Large Bore XH - Field Fabricate | 646-XB-20FB-XH-L | LF | NO | NO |  | 2010 | DIRECT LABOR | Active | Install Brass | Install Brass X-tra Large Bore |  |  |  |  | 5000 | Piping | 646XB20FBXHL | Direct field labor for Install Brass X-tra Large Bore XH - Field Fabricate.
64 | 8 | 6 | XB | 30 | 00 | XX | L | Install Brass X-tra Large Bore XXH | 646-XB-3000-XX-L | LF | NO | NO |  | 2010 | DIRECT LABOR | Active | Install Brass | Install Brass X-tra Large Bore |  |  |  |  | 5000 | Piping | 646XB3000XXL | Direct field labor for Install Brass X-tra Large Bore XXH.
64 | 8 | 6 | XB | 30 | ER | XX | L | Install Brass X-tra Large Bore XXH - Erect | 646-XB-30ER-XX-L | LF | NO | NO |  | 2010 | DIRECT LABOR | Active | Install Brass | Install Brass X-tra Large Bore |  |  |  |  | 5000 | Piping | 646XB30ERXXL | Direct field labor for Install Brass X-tra Large Bore XXH - Erect.
64 | 8 | 6 | XB | 30 | FB | XX | L | Install Brass X-tra Large Bore XXH - Field Fabricate | 646-XB-30FB-XX-L | LF | NO | NO |  | 2010 | DIRECT LABOR | Active | Install Brass | Install Brass X-tra Large Bore |  |  |  |  | 5000 | Piping | 646XB30FBXXL | Direct field labor for Install Brass X-tra Large Bore XXH - Field Fabricate.
64 | 8 | 7 | 00 | 00 | 00 | 00 | 0 | Install Grooved | 647-00-0000-00-0 | LF | YES | YES | Bulks | 2010 | DIRECT LABOR | Active | Install Grooved | Summary |  |  |  |  | 5000 | Piping | 647000000000 | Top-level summary of all Install Grooved costs.
64 | 8 | 7 | LB | 00 | 00 | 00 | L | Install Grooved Large Bore | 647-LB-0000-00-L | LF | NO | NO |  | 2010 | DIRECT LABOR | Active | Install Grooved | Install Grooved Large Bore |  |  |  |  | 5000 | Piping | 647LB000000L | Direct field labor for Install Grooved Large Bore.
64 | 8 | 7 | MB | 00 | 00 | 00 | L | Install Grooved Medium Bore | 647-MB-0000-00-L | LF | NO | NO |  | 2010 | DIRECT LABOR | Active | Install Grooved | Install Grooved Medium Bore |  |  |  |  | 5000 | Piping | 647MB000000L | Direct field labor for Install Grooved Medium Bore.
64 | 8 | 7 | SB | 00 | 00 | 00 | L | Install Grooved Small Bore | 647-SB-0000-00-L | LF | NO | NO |  | 2010 | DIRECT LABOR | Active | Install Grooved | Install Grooved Small BOre |  |  |  |  | 5000 | Piping | 647SB000000L | Direct field labor for Install Grooved Small BOre.
64 | 8 | 7 | XB | 00 | 00 | 00 | L | Install Grooved X-tra Large Bore | 647-XB-0000-00-L | LF | NO | NO |  | 2010 | DIRECT LABOR | Active | Install Grooved | Install Grooved X-tra Large Bore |  |  |  |  | 5000 | Piping | 647XB000000L | Direct field labor for Install Grooved X-tra Large Bore.
64 | 8 | 8 | 00 | 00 | 00 | 00 | 0 | Install High Alloy SS 321 & 347, Monel, Inconel, Incoloy, Alloy 20 | 648-00-0000-00-0 | LF | YES | YES | Bulks | 2010 | DIRECT LABOR | Active | Install High Alloy SS 321 & 347, Monel, Inconel, Incoloy, Alloy 20 | Summary |  |  |  |  | 5000 | Piping | 648000000000 | Top-level summary of all Install High Alloy SS 321 & 347, Monel, Inconel, Incoloy, Alloy 20 costs.
64 | 8 | 8 | LB | 00 | 00 | 00 | L | Install High Alloy SS 321 & 347, Monel, Inconel, Incoloy, Alloy 20 Large Bore | 648-LB-0000-00-L | LF | NO | NO |  | 2010 | DIRECT LABOR | Active | Install High Alloy SS 321 & 347, Monel, Inconel, Incoloy, Alloy 20 | Install High Alloy SS 321 & 347, Monel, Inconel, Incoloy, Alloy 20 Large Bore |  |  |  |  | 5000 | Piping | 648LB000000L | Summary of Install High Alloy SS 321 & 347, Monel, Inconel, Incoloy, Alloy 20 Large Bore labor costs.
64 | 8 | 8 | LB | 10 | 00 | ST | L | Install High Alloy SS 321 & 347, Monel, Inconel, Incoloy, Alloy 20 Large Bore Standard | 648-LB-1000-ST-L | LF | NO | NO |  | 2010 | DIRECT LABOR | Active | Install High Alloy SS 321 & 347, Monel, Inconel, Incoloy, Alloy 20 | Install High Alloy SS 321 & 347, Monel, Inconel, Incoloy, Alloy 20 Large Bore |  |  |  |  | 5000 | Piping | 648LB1000STL | Direct field labor for Install High Alloy SS 321 & 347, Monel, Inconel, Incoloy, Alloy 20 Large Bore Standard.
64 | 8 | 8 | LB | 10 | ER | ST | L | Install High Alloy SS 321 & 347, Monel, Inconel, Incoloy, Alloy 20 Large Bore Standard - Erect | 648-LB-10ER-ST-L | LF | NO | NO |  | 2010 | DIRECT LABOR | Active | Install High Alloy SS 321 & 347, Monel, Inconel, Incoloy, Alloy 20 | Install High Alloy SS 321 & 347, Monel, Inconel, Incoloy, Alloy 20 Large Bore |  |  |  |  | 5000 | Piping | 648LB10ERSTL | Direct field labor for Install High Alloy SS 321 & 347, Monel, Inconel, Incoloy, Alloy 20 Large Bore Standard - Erect.
64 | 8 | 8 | LB | 10 | FB | ST | L | Install High Alloy SS 321 & 347, Monel, Inconel, Incoloy, Alloy 20 Large Bore Standard - Field Fabricate | 648-LB-10FB-ST-L | LF | NO | NO |  | 2010 | DIRECT LABOR | Active | Install High Alloy SS 321 & 347, Monel, Inconel, Incoloy, Alloy 20 | Install High Alloy SS 321 & 347, Monel, Inconel, Incoloy, Alloy 20 Large Bore |  |  |  |  | 5000 | Piping | 648LB10FBSTL | Direct field labor for Install High Alloy SS 321 & 347, Monel, Inconel, Incoloy, Alloy 20 Large Bore Standard - Field Fabricate.
64 | 8 | 8 | LB | 20 | 00 | XH | L | Install High Alloy SS 321 & 347, Monel, Inconel, Incoloy, Alloy 20 Large Bore XH | 648-LB-2000-XH-L | LF | NO | NO |  | 2010 | DIRECT LABOR | Active | Install High Alloy SS 321 & 347, Monel, Inconel, Incoloy, Alloy 20 | Install High Alloy SS 321 & 347, Monel, Inconel, Incoloy, Alloy 20 Large Bore |  |  |  |  | 5000 | Piping | 648LB2000XHL | Direct field labor for Install High Alloy SS 321 & 347, Monel, Inconel, Incoloy, Alloy 20 Large Bore XH.
64 | 8 | 8 | LB | 20 | ER | XH | L | Install High Alloy SS 321 & 347, Monel, Inconel, Incoloy, Alloy 20 Large Bore XH - Erect | 648-LB-20ER-XH-L | LF | NO | NO |  | 2010 | DIRECT LABOR | Active | Install High Alloy SS 321 & 347, Monel, Inconel, Incoloy, Alloy 20 | Install High Alloy SS 321 & 347, Monel, Inconel, Incoloy, Alloy 20 Large Bore |  |  |  |  | 5000 | Piping | 648LB20ERXHL | Direct field labor for Install High Alloy SS 321 & 347, Monel, Inconel, Incoloy, Alloy 20 Large Bore XH - Erect.
64 | 8 | 8 | LB | 20 | FB | XH | L | Install High Alloy SS 321 & 347, Monel, Inconel, Incoloy, Alloy 20 Large Bore XH - Field Fabricate | 648-LB-20FB-XH-L | LF | NO | NO |  | 2010 | DIRECT LABOR | Active | Install High Alloy SS 321 & 347, Monel, Inconel, Incoloy, Alloy 20 | Install High Alloy SS 321 & 347, Monel, Inconel, Incoloy, Alloy 20 Large Bore |  |  |  |  | 5000 | Piping | 648LB20FBXHL | Direct field labor for Install High Alloy SS 321 & 347, Monel, Inconel, Incoloy, Alloy 20 Large Bore XH - Field Fabricate.
64 | 8 | 8 | LB | 30 | 00 | XX | L | Install High Alloy SS 321 & 347, Monel, Inconel, Incoloy, Alloy 20 Large Bore XXH | 648-LB-3000-XX-L | LF | NO | NO |  | 2010 | DIRECT LABOR | Active | Install High Alloy SS 321 & 347, Monel, Inconel, Incoloy, Alloy 20 | Install High Alloy SS 321 & 347, Monel, Inconel, Incoloy, Alloy 20 Large Bore |  |  |  |  | 5000 | Piping | 648LB3000XXL | Direct field labor for Install High Alloy SS 321 & 347, Monel, Inconel, Incoloy, Alloy 20 Large Bore XXH.
64 | 8 | 8 | LB | 30 | ER | XX | L | Install High Alloy SS 321 & 347, Monel, Inconel, Incoloy, Alloy 20 Large Bore XXH - Erect | 648-LB-30ER-XX-L | LF | NO | NO |  | 2010 | DIRECT LABOR | Active | Install High Alloy SS 321 & 347, Monel, Inconel, Incoloy, Alloy 20 | Install High Alloy SS 321 & 347, Monel, Inconel, Incoloy, Alloy 20 Large Bore |  |  |  |  | 5000 | Piping | 648LB30ERXXL | Direct field labor for Install High Alloy SS 321 & 347, Monel, Inconel, Incoloy, Alloy 20 Large Bore XXH - Erect.
64 | 8 | 8 | LB | 30 | FB | XX | L | Install High Alloy SS 321 & 347, Monel, Inconel, Incoloy, Alloy 20 Large Bore XXH - Field Fabricate | 648-LB-30FB-XX-L | LF | NO | NO |  | 2010 | DIRECT LABOR | Active | Install High Alloy SS 321 & 347, Monel, Inconel, Incoloy, Alloy 20 | Install High Alloy SS 321 & 347, Monel, Inconel, Incoloy, Alloy 20 Large Bore |  |  |  |  | 5000 | Piping | 648LB30FBXXL | Direct field labor for Install High Alloy SS 321 & 347, Monel, Inconel, Incoloy, Alloy 20 Large Bore XXH - Field Fabricate.
64 | 8 | 8 | MB | 00 | 00 | 00 | L | Install High Alloy SS 321 & 347, Monel, Inconel, Incoloy, Alloy 20 Medium Bore | 648-MB-0000-00-L | LF | NO | NO |  | 2010 | DIRECT LABOR | Active | Install High Alloy SS 321 & 347, Monel, Inconel, Incoloy, Alloy 20 | Install High Alloy SS 321 & 347, Monel, Inconel, Incoloy, Alloy 20 Medium Bore |  |  |  |  | 5000 | Piping | 648MB000000L | Summary of Install High Alloy SS 321 & 347, Monel, Inconel, Incoloy, Alloy 20 Medium Bore labor costs.
64 | 8 | 8 | MB | 10 | 00 | ST | L | Install High Alloy SS 321 & 347, Monel, Inconel, Incoloy, Alloy 20 Medium Bore Standard | 648-MB-1000-ST-L | LF | NO | NO |  | 2010 | DIRECT LABOR | Active | Install High Alloy SS 321 & 347, Monel, Inconel, Incoloy, Alloy 20 | Install High Alloy SS 321 & 347, Monel, Inconel, Incoloy, Alloy 20 Medium Bore |  |  |  |  | 5000 | Piping | 648MB1000STL | Direct field labor for Install High Alloy SS 321 & 347, Monel, Inconel, Incoloy, Alloy 20 Medium Bore Standard.
64 | 8 | 8 | MB | 10 | ER | ST | L | Install High Alloy SS 321 & 347, Monel, Inconel, Incoloy, Alloy 20 Medium Bore Standard - Erect | 648-MB-10ER-ST-L | LF | NO | NO |  | 2010 | DIRECT LABOR | Active | Install High Alloy SS 321 & 347, Monel, Inconel, Incoloy, Alloy 20 | Install High Alloy SS 321 & 347, Monel, Inconel, Incoloy, Alloy 20 Medium Bore |  |  |  |  | 5000 | Piping | 648MB10ERSTL | Direct field labor for Install High Alloy SS 321 & 347, Monel, Inconel, Incoloy, Alloy 20 Medium Bore Standard - Erect.
64 | 8 | 8 | MB | 10 | FB | ST | L | Install High Alloy SS 321 & 347, Monel, Inconel, Incoloy, Alloy 20 Medium Bore Standard - Field Fabricate | 648-MB-10FB-ST-L | LF | NO | NO |  | 2010 | DIRECT LABOR | Active | Install High Alloy SS 321 & 347, Monel, Inconel, Incoloy, Alloy 20 | Install High Alloy SS 321 & 347, Monel, Inconel, Incoloy, Alloy 20 Medium Bore |  |  |  |  | 5000 | Piping | 648MB10FBSTL | Direct field labor for Install High Alloy SS 321 & 347, Monel, Inconel, Incoloy, Alloy 20 Medium Bore Standard - Field Fabricate.
64 | 8 | 8 | MB | 20 | 00 | XH | L | Install High Alloy SS 321 & 347, Monel, Inconel, Incoloy, Alloy 20 Medium Bore XH | 648-MB-2000-XH-L | LF | NO | NO |  | 2010 | DIRECT LABOR | Active | Install High Alloy SS 321 & 347, Monel, Inconel, Incoloy, Alloy 20 | Install High Alloy SS 321 & 347, Monel, Inconel, Incoloy, Alloy 20 Medium Bore |  |  |  |  | 5000 | Piping | 648MB2000XHL | Direct field labor for Install High Alloy SS 321 & 347, Monel, Inconel, Incoloy, Alloy 20 Medium Bore XH.
64 | 8 | 8 | MB | 20 | ER | XH | L | Install High Alloy SS 321 & 347, Monel, Inconel, Incoloy, Alloy 20 Medium Bore XH - Erect | 648-MB-20ER-XH-L | LF | NO | NO |  | 2010 | DIRECT LABOR | Active | Install High Alloy SS 321 & 347, Monel, Inconel, Incoloy, Alloy 20 | Install High Alloy SS 321 & 347, Monel, Inconel, Incoloy, Alloy 20 Medium Bore |  |  |  |  | 5000 | Piping | 648MB20ERXHL | Direct field labor for Install High Alloy SS 321 & 347, Monel, Inconel, Incoloy, Alloy 20 Medium Bore XH - Erect.
64 | 8 | 8 | MB | 20 | FB | XH | L | Install High Alloy SS 321 & 347, Monel, Inconel, Incoloy, Alloy 20 Medium Bore XH - Field Fabricate | 648-MB-20FB-XH-L | LF | NO | NO |  | 2010 | DIRECT LABOR | Active | Install High Alloy SS 321 & 347, Monel, Inconel, Incoloy, Alloy 20 | Install High Alloy SS 321 & 347, Monel, Inconel, Incoloy, Alloy 20 Medium Bore |  |  |  |  | 5000 | Piping | 648MB20FBXHL | Direct field labor for Install High Alloy SS 321 & 347, Monel, Inconel, Incoloy, Alloy 20 Medium Bore XH - Field Fabricate.
64 | 8 | 8 | MB | 30 | 00 | XX | L | Install High Alloy SS 321 & 347, Monel, Inconel, Incoloy, Alloy 20 Medium Bore XXH | 648-MB-3000-XX-L | LF | NO | NO |  | 2010 | DIRECT LABOR | Active | Install High Alloy SS 321 & 347, Monel, Inconel, Incoloy, Alloy 20 | Install High Alloy SS 321 & 347, Monel, Inconel, Incoloy, Alloy 20 Medium Bore |  |  |  |  | 5000 | Piping | 648MB3000XXL | Direct field labor for Install High Alloy SS 321 & 347, Monel, Inconel, Incoloy, Alloy 20 Medium Bore XXH.
64 | 8 | 8 | MB | 30 | ER | XX | L | Install High Alloy SS 321 & 347, Monel, Inconel, Incoloy, Alloy 20 Medium Bore XXH - Erect | 648-MB-30ER-XX-L | LF | NO | NO |  | 2010 | DIRECT LABOR | Active | Install High Alloy SS 321 & 347, Monel, Inconel, Incoloy, Alloy 20 | Install High Alloy SS 321 & 347, Monel, Inconel, Incoloy, Alloy 20 Medium Bore |  |  |  |  | 5000 | Piping | 648MB30ERXXL | Direct field labor for Install High Alloy SS 321 & 347, Monel, Inconel, Incoloy, Alloy 20 Medium Bore XXH - Erect.
64 | 8 | 8 | MB | 30 | FB | XX | L | Install High Alloy SS 321 & 347, Monel, Inconel, Incoloy, Alloy 20 Medium Bore XXH - Field Fabricate | 648-MB-30FB-XX-L | LF | NO | NO |  | 2010 | DIRECT LABOR | Active | Install High Alloy SS 321 & 347, Monel, Inconel, Incoloy, Alloy 20 | Install High Alloy SS 321 & 347, Monel, Inconel, Incoloy, Alloy 20 Medium Bore |  |  |  |  | 5000 | Piping | 648MB30FBXXL | Direct field labor for Install High Alloy SS 321 & 347, Monel, Inconel, Incoloy, Alloy 20 Medium Bore XXH - Field Fabricate.
64 | 8 | 8 | SB | 00 | 00 | 00 | L | Install High Alloy SS 321 & 347, Monel, Inconel, Incoloy, Alloy 20 Small Bore | 648-SB-0000-00-L | LF | NO | NO |  | 2010 | DIRECT LABOR | Active | Install High Alloy SS 321 & 347, Monel, Inconel, Incoloy, Alloy 20 | Install High Alloy SS 321 & 347, Monel, Inconel, Incoloy, Alloy 20 Small Bore |  |  |  |  | 5000 | Piping | 648SB000000L | Summary of Install High Alloy SS 321 & 347, Monel, Inconel, Incoloy, Alloy 20 Small Bore labor costs.
64 | 8 | 8 | SB | 10 | 00 | ST | L | Install High Alloy SS 321 & 347, Monel, Inconel, Incoloy, Alloy 20 Small Bore Standard | 648-SB-1000-ST-L | LF | NO | NO |  | 2010 | DIRECT LABOR | Active | Install High Alloy SS 321 & 347, Monel, Inconel, Incoloy, Alloy 20 | Install High Alloy SS 321 & 347, Monel, Inconel, Incoloy, Alloy 20 Small Bore |  |  |  |  | 5000 | Piping | 648SB1000STL | Direct field labor for Install High Alloy SS 321 & 347, Monel, Inconel, Incoloy, Alloy 20 Small Bore Standard.
64 | 8 | 8 | SB | 10 | ER | ST | L | Install High Alloy SS 321 & 347, Monel, Inconel, Incoloy, Alloy 20 Small Bore Standard - Erect | 648-SB-10ER-ST-L | LF | NO | NO |  | 2010 | DIRECT LABOR | Active | Install High Alloy SS 321 & 347, Monel, Inconel, Incoloy, Alloy 20 | Install High Alloy SS 321 & 347, Monel, Inconel, Incoloy, Alloy 20 Small Bore |  |  |  |  | 5000 | Piping | 648SB10ERSTL | Direct field labor for Install High Alloy SS 321 & 347, Monel, Inconel, Incoloy, Alloy 20 Small Bore Standard - Erect.
64 | 8 | 8 | SB | 10 | FB | ST | L | Install High Alloy SS 321 & 347, Monel, Inconel, Incoloy, Alloy 20 Small Bore Standard - Field Fabricate | 648-SB-10FB-ST-L | LF | NO | NO |  | 2010 | DIRECT LABOR | Active | Install High Alloy SS 321 & 347, Monel, Inconel, Incoloy, Alloy 20 | Install High Alloy SS 321 & 347, Monel, Inconel, Incoloy, Alloy 20 Small Bore |  |  |  |  | 5000 | Piping | 648SB10FBSTL | Direct field labor for Install High Alloy SS 321 & 347, Monel, Inconel, Incoloy, Alloy 20 Small Bore Standard - Field Fabricate.
64 | 8 | 8 | SB | 20 | 00 | XH | L | Install High Alloy SS 321 & 347, Monel, Inconel, Incoloy, Alloy 20 Small Bore XH | 648-SB-2000-XH-L | LF | NO | NO |  | 2010 | DIRECT LABOR | Active | Install High Alloy SS 321 & 347, Monel, Inconel, Incoloy, Alloy 20 | Install High Alloy SS 321 & 347, Monel, Inconel, Incoloy, Alloy 20 Small Bore |  |  |  |  | 5000 | Piping | 648SB2000XHL | Direct field labor for Install High Alloy SS 321 & 347, Monel, Inconel, Incoloy, Alloy 20 Small Bore XH.
64 | 8 | 8 | SB | 20 | ER | XH | L | Install High Alloy SS 321 & 347, Monel, Inconel, Incoloy, Alloy 20 Small Bore XH - Erect | 648-SB-20ER-XH-L | LF | NO | NO |  | 2010 | DIRECT LABOR | Active | Install High Alloy SS 321 & 347, Monel, Inconel, Incoloy, Alloy 20 | Install High Alloy SS 321 & 347, Monel, Inconel, Incoloy, Alloy 20 Small Bore |  |  |  |  | 5000 | Piping | 648SB20ERXHL | Direct field labor for Install High Alloy SS 321 & 347, Monel, Inconel, Incoloy, Alloy 20 Small Bore XH - Erect.
64 | 8 | 8 | SB | 20 | FB | XH | L | Install High Alloy SS 321 & 347, Monel, Inconel, Incoloy, Alloy 20 Small Bore XH - Field Fabricate | 648-SB-20FB-XH-L | LF | NO | NO |  | 2010 | DIRECT LABOR | Active | Install High Alloy SS 321 & 347, Monel, Inconel, Incoloy, Alloy 20 | Install High Alloy SS 321 & 347, Monel, Inconel, Incoloy, Alloy 20 Small Bore |  |  |  |  | 5000 | Piping | 648SB20FBXHL | Direct field labor for Install High Alloy SS 321 & 347, Monel, Inconel, Incoloy, Alloy 20 Small Bore XH - Field Fabricate.
64 | 8 | 8 | SB | 30 | 00 | XX | L | Install High Alloy SS 321 & 347, Monel, Inconel, Incoloy, Alloy 20 Small Bore XXH | 648-SB-3000-XX-L | LF | NO | NO |  | 2010 | DIRECT LABOR | Active | Install High Alloy SS 321 & 347, Monel, Inconel, Incoloy, Alloy 20 | Install High Alloy SS 321 & 347, Monel, Inconel, Incoloy, Alloy 20 Small Bore |  |  |  |  | 5000 | Piping | 648SB3000XXL | Direct field labor for Install High Alloy SS 321 & 347, Monel, Inconel, Incoloy, Alloy 20 Small Bore XXH.
64 | 8 | 8 | SB | 30 | ER | XX | L | Install High Alloy SS 321 & 347, Monel, Inconel, Incoloy, Alloy 20 Small Bore XXH - Erect | 648-SB-30ER-XX-L | LF | NO | NO |  | 2010 | DIRECT LABOR | Active | Install High Alloy SS 321 & 347, Monel, Inconel, Incoloy, Alloy 20 | Install High Alloy SS 321 & 347, Monel, Inconel, Incoloy, Alloy 20 Small Bore |  |  |  |  | 5000 | Piping | 648SB30ERXXL | Direct field labor for Install High Alloy SS 321 & 347, Monel, Inconel, Incoloy, Alloy 20 Small Bore XXH - Erect.
64 | 8 | 8 | SB | 30 | FB | XX | L | Install High Alloy SS 321 & 347, Monel, Inconel, Incoloy, Alloy 20 Small Bore XXH - Field Fabricate | 648-SB-30FB-XX-L | LF | NO | NO |  | 2010 | DIRECT LABOR | Active | Install High Alloy SS 321 & 347, Monel, Inconel, Incoloy, Alloy 20 | Install High Alloy SS 321 & 347, Monel, Inconel, Incoloy, Alloy 20 Small Bore |  |  |  |  | 5000 | Piping | 648SB30FBXXL | Direct field labor for Install High Alloy SS 321 & 347, Monel, Inconel, Incoloy, Alloy 20 Small Bore XXH - Field Fabricate.
64 | 8 | 8 | XB | 00 | 00 | 00 | L | Install High Alloy SS 321 & 347, Monel, Inconel, Incoloy, Alloy 20 X-tra Large Bore | 648-XB-0000-00-L | LF | NO | NO |  | 2010 | DIRECT LABOR | Active | Install High Alloy SS 321 & 347, Monel, Inconel, Incoloy, Alloy 20 | Install High Alloy SS 321 & 347, Monel, Inconel, Incoloy, Alloy 20 X-tra Large Bore |  |  |  |  | 5000 | Piping | 648XB000000L | Summary of Install High Alloy SS 321 & 347, Monel, Inconel, Incoloy, Alloy 20 X-tra Large Bore labor costs.
64 | 9 | 8 | XB | 10 | 00 | ST | L | Install High Alloy SS 321 & 347, Monel, Inconel, Incoloy, Alloy 20 X-tra Large Bore Standard | 648-XB-1000-ST-L | LF | NO | NO |  | 2010 | DIRECT LABOR | Active | Install High Alloy SS 321 & 347, Monel, Inconel, Incoloy, Alloy 20 | Install High Alloy SS 321 & 347, Monel, Inconel, Incoloy, Alloy 20 X-tra Large Bore |  |  |  |  | 5000 | Piping | 648XB1000STL | Direct field labor for Install High Alloy SS 321 & 347, Monel, Inconel, Incoloy, Alloy 20 X-tra Large Bore Standard.
64 | 9 | 8 | XB | 10 | ER | ST | L | Install High Alloy SS 321 & 347, Monel, Inconel, Incoloy, Alloy 20 X-tra Large Bore Standard - Erect | 648-XB-10ER-ST-L | LF | NO | NO |  | 2010 | DIRECT LABOR | Active | Install High Alloy SS 321 & 347, Monel, Inconel, Incoloy, Alloy 20 | Install High Alloy SS 321 & 347, Monel, Inconel, Incoloy, Alloy 20 X-tra Large Bore |  |  |  |  | 5000 | Piping | 648XB10ERSTL | Direct field labor for Install High Alloy SS 321 & 347, Monel, Inconel, Incoloy, Alloy 20 X-tra Large Bore Standard - Erect.
64 | 9 | 8 | XB | 10 | FB | ST | L | Install High Alloy SS 321 & 347, Monel, Inconel, Incoloy, Alloy 20 X-tra Large Bore Standard - Field Fabricate | 648-XB-10FB-ST-L | LF | NO | NO |  | 2010 | DIRECT LABOR | Active | Install High Alloy SS 321 & 347, Monel, Inconel, Incoloy, Alloy 20 | Install High Alloy SS 321 & 347, Monel, Inconel, Incoloy, Alloy 20 X-tra Large Bore |  |  |  |  | 5000 | Piping | 648XB10FBSTL | Direct field labor for Install High Alloy SS 321 & 347, Monel, Inconel, Incoloy, Alloy 20 X-tra Large Bore Standard - Field Fabricate.
64 | 9 | 8 | XB | 20 | 00 | XH | L | Install High Alloy SS 321 & 347, Monel, Inconel, Incoloy, Alloy 20 X-tra Large Bore XH | 648-XB-2000-XH-L | LF | NO | NO |  | 2010 | DIRECT LABOR | Active | Install High Alloy SS 321 & 347, Monel, Inconel, Incoloy, Alloy 20 | Install High Alloy SS 321 & 347, Monel, Inconel, Incoloy, Alloy 20 X-tra Large Bore |  |  |  |  | 5000 | Piping | 648XB2000XHL | Direct field labor for Install High Alloy SS 321 & 347, Monel, Inconel, Incoloy, Alloy 20 X-tra Large Bore XH.
64 | 9 | 8 | XB | 20 | ER | XH | L | Install High Alloy SS 321 & 347, Monel, Inconel, Incoloy, Alloy 20 X-tra Large Bore XH - Erect | 648-XB-20ER-XH-L | LF | NO | NO |  | 2010 | DIRECT LABOR | Active | Install High Alloy SS 321 & 347, Monel, Inconel, Incoloy, Alloy 20 | Install High Alloy SS 321 & 347, Monel, Inconel, Incoloy, Alloy 20 X-tra Large Bore |  |  |  |  | 5000 | Piping | 648XB20ERXHL | Direct field labor for Install High Alloy SS 321 & 347, Monel, Inconel, Incoloy, Alloy 20 X-tra Large Bore XH - Erect.
64 | 9 | 8 | XB | 20 | FB | XH | L | Install High Alloy SS 321 & 347, Monel, Inconel, Incoloy, Alloy 20 X-tra Large Bore XH - Field Fabricate | 648-XB-20FB-XH-L | LF | NO | NO |  | 2010 | DIRECT LABOR | Active | Install High Alloy SS 321 & 347, Monel, Inconel, Incoloy, Alloy 20 | Install High Alloy SS 321 & 347, Monel, Inconel, Incoloy, Alloy 20 X-tra Large Bore |  |  |  |  | 5000 | Piping | 648XB20FBXHL | Direct field labor for Install High Alloy SS 321 & 347, Monel, Inconel, Incoloy, Alloy 20 X-tra Large Bore XH - Field Fabricate.
64 | 9 | 8 | XB | 30 | 00 | XX | L | Install High Alloy SS 321 & 347, Monel, Inconel, Incoloy, Alloy 20 X-tra Large Bore XXH | 648-XB-3000-XX-L | LF | NO | NO |  | 2010 | DIRECT LABOR | Active | Install High Alloy SS 321 & 347, Monel, Inconel, Incoloy, Alloy 20 | Install High Alloy SS 321 & 347, Monel, Inconel, Incoloy, Alloy 20 X-tra Large Bore |  |  |  |  | 5000 | Piping | 648XB3000XXL | Direct field labor for Install High Alloy SS 321 & 347, Monel, Inconel, Incoloy, Alloy 20 X-tra Large Bore XXH.
64 | 9 | 8 | XB | 30 | ER | XX | L | Install High Alloy SS 321 & 347, Monel, Inconel, Incoloy, Alloy 20 X-tra Large Bore XXH - Erect | 648-XB-30ER-XX-L | LF | NO | NO |  | 2010 | DIRECT LABOR | Active | Install High Alloy SS 321 & 347, Monel, Inconel, Incoloy, Alloy 20 | Install High Alloy SS 321 & 347, Monel, Inconel, Incoloy, Alloy 20 X-tra Large Bore |  |  |  |  | 5000 | Piping | 648XB30ERXXL | Direct field labor for Install High Alloy SS 321 & 347, Monel, Inconel, Incoloy, Alloy 20 X-tra Large Bore XXH - Erect.
64 | 9 | 8 | XB | 30 | FB | XX | L | Install High Alloy SS 321 & 347, Monel, Inconel, Incoloy, Alloy 20 X-tra Large Bore XXH - Field Fabricate | 648-XB-30FB-XX-L | LF | NO | NO |  | 2010 | DIRECT LABOR | Active | Install High Alloy SS 321 & 347, Monel, Inconel, Incoloy, Alloy 20 | Install High Alloy SS 321 & 347, Monel, Inconel, Incoloy, Alloy 20 X-tra Large Bore |  |  |  |  | 5000 | Piping | 648XB30FBXXL | Direct field labor for Install High Alloy SS 321 & 347, Monel, Inconel, Incoloy, Alloy 20 X-tra Large Bore XXH - Field Fabricate.
64 | 9 | 9 | 00 | 00 | 00 | 00 | 0 | Install Hastelloy & Titanium | 649-00-0000-00-0 | LF | YES | YES | Bulks | 2010 | DIRECT LABOR | Active | Install Hastelloy & Titanium | Summary |  |  |  |  | 5000 | Piping | 649000000000 | Top-level summary of all Install Hastelloy & Titanium costs.
64 | 9 | 9 | LB | 00 | 00 | 00 | L | Install Hastelloy & Titanium Large Bore | 649-LB-0000-00-L | LF | NO | NO |  | 2010 | DIRECT LABOR | Active | Install Hastelloy & Titanium | Install Hastelloy & Titanium Large Bore |  |  |  |  | 5000 | Piping | 649LB000000L | Summary of Install Hastelloy & Titanium Large Bore labor costs.
64 | 9 | 9 | LB | 10 | 00 | ST | L | Install Hastelloy & Titanium Large Bore Standard | 649-LB-1000-ST-L | LF | NO | NO |  | 2010 | DIRECT LABOR | Active | Install Hastelloy & Titanium | Install Hastelloy & Titanium Large Bore |  |  |  |  | 5000 | Piping | 649LB1000STL | Direct field labor for Install Hastelloy & Titanium Large Bore Standard.
64 | 9 | 9 | LB | 10 | ER | ST | L | Install Hastelloy & Titanium Large Bore Standard - Erect | 649-LB-10ER-ST-L | LF | NO | NO |  | 2010 | DIRECT LABOR | Active | Install Hastelloy & Titanium | Install Hastelloy & Titanium Large Bore |  |  |  |  | 5000 | Piping | 649LB10ERSTL | Direct field labor for Install Hastelloy & Titanium Large Bore Standard - Erect.
64 | 9 | 9 | LB | 10 | FB | ST | L | Install Hastelloy & Titanium Large Bore Standard - Field Fabricate | 649-LB-10FB-ST-L | LF | NO | NO |  | 2010 | DIRECT LABOR | Active | Install Hastelloy & Titanium | Install Hastelloy & Titanium Large Bore |  |  |  |  | 5000 | Piping | 649LB10FBSTL | Direct field labor for Install Hastelloy & Titanium Large Bore Standard - Field Fabricate.
64 | 9 | 9 | LB | 20 | 00 | XH | L | Install Hastelloy & Titanium Large Bore XH | 649-LB-2000-XH-L | LF | NO | NO |  | 2010 | DIRECT LABOR | Active | Install Hastelloy & Titanium | Install Hastelloy & Titanium Large Bore |  |  |  |  | 5000 | Piping | 649LB2000XHL | Direct field labor for Install Hastelloy & Titanium Large Bore XH.
64 | 9 | 9 | LB | 20 | ER | XH | L | Install Hastelloy & Titanium Large Bore XH - Erect | 649-LB-20ER-XH-L | LF | NO | NO |  | 2010 | DIRECT LABOR | Active | Install Hastelloy & Titanium | Install Hastelloy & Titanium Large Bore |  |  |  |  | 5000 | Piping | 649LB20ERXHL | Direct field labor for Install Hastelloy & Titanium Large Bore XH - Erect.
64 | 9 | 9 | LB | 20 | FB | XH | L | Install Hastelloy & Titanium Large Bore XH - Field Fabricate | 649-LB-20FB-XH-L | LF | NO | NO |  | 2010 | DIRECT LABOR | Active | Install Hastelloy & Titanium | Install Hastelloy & Titanium Large Bore |  |  |  |  | 5000 | Piping | 649LB20FBXHL | Direct field labor for Install Hastelloy & Titanium Large Bore XH - Field Fabricate.
64 | 9 | 9 | LB | 30 | 00 | XX | L | Install Hastelloy & Titanium Large Bore XXH | 649-LB-3000-XX-L | LF | NO | NO |  | 2010 | DIRECT LABOR | Active | Install Hastelloy & Titanium | Install Hastelloy & Titanium Large Bore |  |  |  |  | 5000 | Piping | 649LB3000XXL | Direct field labor for Install Hastelloy & Titanium Large Bore XXH.
64 | 9 | 9 | LB | 30 | ER | XX | L | Install Hastelloy & Titanium Large Bore XXH - Erect | 649-LB-30ER-XX-L | LF | NO | NO |  | 2010 | DIRECT LABOR | Active | Install Hastelloy & Titanium | Install Hastelloy & Titanium Large Bore |  |  |  |  | 5000 | Piping | 649LB30ERXXL | Direct field labor for Install Hastelloy & Titanium Large Bore XXH - Erect.
64 | 9 | 9 | LB | 30 | FB | XX | L | Install Hastelloy & Titanium Large Bore XXH - Field Fabricate | 649-LB-30FB-XX-L | LF | NO | NO |  | 2010 | DIRECT LABOR | Active | Install Hastelloy & Titanium | Install Hastelloy & Titanium Large Bore |  |  |  |  | 5000 | Piping | 649LB30FBXXL | Direct field labor for Install Hastelloy & Titanium Large Bore XXH - Field Fabricate.
64 | 9 | 9 | MB | 00 | 00 | 00 | L | Install Hastelloy & Titanium Medium Bore | 649-MB-0000-00-L | LF | NO | NO |  | 2010 | DIRECT LABOR | Active | Install Hastelloy & Titanium | Install Hastelloy & Titanium Medium Bore |  |  |  |  | 5000 | Piping | 649MB000000L | Summary of Install Hastelloy & Titanium Medium Bore labor costs.
64 | 9 | 9 | MB | 10 | 00 | ST | L | Install Hastelloy & Titanium Medium Bore Standard | 649-MB-1000-ST-L | LF | NO | NO |  | 2010 | DIRECT LABOR | Active | Install Hastelloy & Titanium | Install Hastelloy & Titanium Medium Bore |  |  |  |  | 5000 | Piping | 649MB1000STL | Direct field labor for Install Hastelloy & Titanium Medium Bore Standard.
64 | 9 | 9 | MB | 10 | ER | ST | L | Install Hastelloy & Titanium Medium Bore Standard - Erect | 649-MB-10ER-ST-L | LF | NO | NO |  | 2010 | DIRECT LABOR | Active | Install Hastelloy & Titanium | Install Hastelloy & Titanium Medium Bore |  |  |  |  | 5000 | Piping | 649MB10ERSTL | Direct field labor for Install Hastelloy & Titanium Medium Bore Standard - Erect.
64 | 9 | 9 | MB | 10 | FB | ST | L | Install Hastelloy & Titanium Medium Bore Standard - Field Fabricate | 649-MB-10FB-ST-L | LF | NO | NO |  | 2010 | DIRECT LABOR | Active | Install Hastelloy & Titanium | Install Hastelloy & Titanium Medium Bore |  |  |  |  | 5000 | Piping | 649MB10FBSTL | Direct field labor for Install Hastelloy & Titanium Medium Bore Standard - Field Fabricate.
64 | 9 | 9 | MB | 20 | 00 | XH | L | Install Hastelloy & Titanium Medium Bore XH | 649-MB-2000-XH-L | LF | NO | NO |  | 2010 | DIRECT LABOR | Active | Install Hastelloy & Titanium | Install Hastelloy & Titanium Medium Bore |  |  |  |  | 5000 | Piping | 649MB2000XHL | Direct field labor for Install Hastelloy & Titanium Medium Bore XH.
64 | 9 | 9 | MB | 20 | ER | XH | L | Install Hastelloy & Titanium Medium Bore XH - Erect | 649-MB-20ER-XH-L | LF | NO | NO |  | 2010 | DIRECT LABOR | Active | Install Hastelloy & Titanium | Install Hastelloy & Titanium Medium Bore |  |  |  |  | 5000 | Piping | 649MB20ERXHL | Direct field labor for Install Hastelloy & Titanium Medium Bore XH - Erect.
64 | 9 | 9 | MB | 20 | FB | XH | L | Install Hastelloy & Titanium Medium Bore XH - Field Fabricate | 649-MB-20FB-XH-L | LF | NO | NO |  | 2010 | DIRECT LABOR | Active | Install Hastelloy & Titanium | Install Hastelloy & Titanium Medium Bore |  |  |  |  | 5000 | Piping | 649MB20FBXHL | Direct field labor for Install Hastelloy & Titanium Medium Bore XH - Field Fabricate.
64 | 9 | 9 | MB | 30 | 00 | XX | L | Install Hastelloy & Titanium Medium Bore XXH | 649-MB-3000-XX-L | LF | NO | NO |  | 2010 | DIRECT LABOR | Active | Install Hastelloy & Titanium | Install Hastelloy & Titanium Medium Bore |  |  |  |  | 5000 | Piping | 649MB3000XXL | Direct field labor for Install Hastelloy & Titanium Medium Bore XXH.
64 | 9 | 9 | MB | 30 | ER | XX | L | Install Hastelloy & Titanium Medium Bore XXH - Erect | 649-MB-30ER-XX-L | LF | NO | NO |  | 2010 | DIRECT LABOR | Active | Install Hastelloy & Titanium | Install Hastelloy & Titanium Medium Bore |  |  |  |  | 5000 | Piping | 649MB30ERXXL | Direct field labor for Install Hastelloy & Titanium Medium Bore XXH - Erect.
64 | 9 | 9 | MB | 30 | FB | XX | L | Install Hastelloy & Titanium Medium Bore XXH - Field Fabricate | 649-MB-30FB-XX-L | LF | NO | NO |  | 2010 | DIRECT LABOR | Active | Install Hastelloy & Titanium | Install Hastelloy & Titanium Medium Bore |  |  |  |  | 5000 | Piping | 649MB30FBXXL | Direct field labor for Install Hastelloy & Titanium Medium Bore XXH - Field Fabricate.
64 | 9 | 9 | SB | 00 | 00 | 00 | L | Install Hastelloy & Titanium Small Bore | 649-SB-0000-00-L | LF | NO | NO |  | 2010 | DIRECT LABOR | Active | Install Hastelloy & Titanium | Install Hastelloy & Titanium Small Bore |  |  |  |  | 5000 | Piping | 649SB000000L | Summary of Install Hastelloy & Titanium Small Bore labor costs.
64 | 9 | 9 | SB | 10 | 00 | ST | L | Install Hastelloy & Titanium Small Bore Standard | 649-SB-1000-ST-L | LF | NO | NO |  | 2010 | DIRECT LABOR | Active | Install Hastelloy & Titanium | Install Hastelloy & Titanium Small Bore |  |  |  |  | 5000 | Piping | 649SB1000STL | Direct field labor for Install Hastelloy & Titanium Small Bore Standard.
64 | 9 | 9 | SB | 10 | ER | ST | L | Install Hastelloy & Titanium Small Bore Standard - Erect | 649-SB-10ER-ST-L | LF | NO | NO |  | 2010 | DIRECT LABOR | Active | Install Hastelloy & Titanium | Install Hastelloy & Titanium Small Bore |  |  |  |  | 5000 | Piping | 649SB10ERSTL | Direct field labor for Install Hastelloy & Titanium Small Bore Standard - Erect.
64 | 9 | 9 | SB | 10 | FB | ST | L | Install Hastelloy & Titanium Small Bore Standard - Field Fabricate | 649-SB-10FB-ST-L | LF | NO | NO |  | 2010 | DIRECT LABOR | Active | Install Hastelloy & Titanium | Install Hastelloy & Titanium Small Bore |  |  |  |  | 5000 | Piping | 649SB10FBSTL | Direct field labor for Install Hastelloy & Titanium Small Bore Standard - Field Fabricate.
64 | 9 | 9 | SB | 20 | 00 | XH | L | Install Hastelloy & Titanium Small Bore XH | 649-SB-2000-XH-L | LF | NO | NO |  | 2010 | DIRECT LABOR | Active | Install Hastelloy & Titanium | Install Hastelloy & Titanium Small Bore |  |  |  |  | 5000 | Piping | 649SB2000XHL | Direct field labor for Install Hastelloy & Titanium Small Bore XH.
64 | 9 | 9 | SB | 20 | ER | XH | L | Install Hastelloy & Titanium Small Bore XH - Erect | 649-SB-20ER-XH-L | LF | NO | NO |  | 2010 | DIRECT LABOR | Active | Install Hastelloy & Titanium | Install Hastelloy & Titanium Small Bore |  |  |  |  | 5000 | Piping | 649SB20ERXHL | Direct field labor for Install Hastelloy & Titanium Small Bore XH - Erect.
64 | 9 | 9 | SB | 20 | FB | XH | L | Install Hastelloy & Titanium Small Bore XH - Field Fabricate | 649-SB-20FB-XH-L | LF | NO | NO |  | 2010 | DIRECT LABOR | Active | Install Hastelloy & Titanium | Install Hastelloy & Titanium Small Bore |  |  |  |  | 5000 | Piping | 649SB20FBXHL | Direct field labor for Install Hastelloy & Titanium Small Bore XH - Field Fabricate.
64 | 9 | 9 | SB | 30 | 00 | XX | L | Install Hastelloy & Titanium Small Bore XXH | 649-SB-3000-XX-L | LF | NO | NO |  | 2010 | DIRECT LABOR | Active | Install Hastelloy & Titanium | Install Hastelloy & Titanium Small Bore |  |  |  |  | 5000 | Piping | 649SB3000XXL | Direct field labor for Install Hastelloy & Titanium Small Bore XXH.
64 | 9 | 9 | SB | 30 | ER | XX | L | Install Hastelloy & Titanium Small Bore XXH - Erect | 649-SB-30ER-XX-L | LF | NO | NO |  | 2010 | DIRECT LABOR | Active | Install Hastelloy & Titanium | Install Hastelloy & Titanium Small Bore |  |  |  |  | 5000 | Piping | 649SB30ERXXL | Direct field labor for Install Hastelloy & Titanium Small Bore XXH - Erect.
64 | 9 | 9 | SB | 30 | FB | XX | L | Install Hastelloy & Titanium Small Bore XXH - Field Fabricate | 649-SB-30FB-XX-L | LF | NO | NO |  | 2010 | DIRECT LABOR | Active | Install Hastelloy & Titanium | Install Hastelloy & Titanium Small Bore |  |  |  |  | 5000 | Piping | 649SB30FBXXL | Direct field labor for Install Hastelloy & Titanium Small Bore XXH - Field Fabricate.
64 | 9 | 9 | XB | 00 | 00 | 00 | L | Install Hastelloy & Titanium X-tra Large Bore | 649-XB-0000-00-L | LF | NO | NO |  | 2010 | DIRECT LABOR | Active | Install Hastelloy & Titanium | Install Hastelloy & Titanium X-tra Large Bore |  |  |  |  | 5000 | Piping | 649XB000000L | Summary of Install Hastelloy & Titanium X-tra Large Bore labor costs.
64 | 0 | 9 | XB | 10 | 00 | ST | L | Install Hastelloy & Titanium X-tra Large Bore Standard | 649-XB-1000-ST-L | LF | NO | NO |  | 2010 | DIRECT LABOR | Active | Install Hastelloy & Titanium | Install Hastelloy & Titanium X-tra Large Bore |  |  |  |  | 5000 | Piping | 649XB1000STL | Direct field labor for Install Hastelloy & Titanium X-tra Large Bore Standard.
64 | 0 | 9 | XB | 10 | ER | ST | L | Install Hastelloy & Titanium X-tra Large Bore Standard - Erect | 649-XB-10ER-ST-L | LF | NO | NO |  | 2010 | DIRECT LABOR | Active | Install Hastelloy & Titanium | Install Hastelloy & Titanium X-tra Large Bore |  |  |  |  | 5000 | Piping | 649XB10ERSTL | Direct field labor for Install Hastelloy & Titanium X-tra Large Bore Standard - Erect.
64 | 0 | 9 | XB | 10 | FB | ST | L | Install Hastelloy & Titanium X-tra Large Bore Standard - Field Fabricate | 649-XB-10FB-ST-L | LF | NO | NO |  | 2010 | DIRECT LABOR | Active | Install Hastelloy & Titanium | Install Hastelloy & Titanium X-tra Large Bore |  |  |  |  | 5000 | Piping | 649XB10FBSTL | Direct field labor for Install Hastelloy & Titanium X-tra Large Bore Standard - Field Fabricate.
64 | 0 | 9 | XB | 20 | 00 | XH | L | Install Hastelloy & Titanium X-tra Large Bore XH | 649-XB-2000-XH-L | LF | NO | NO |  | 2010 | DIRECT LABOR | Active | Install Hastelloy & Titanium | Install Hastelloy & Titanium X-tra Large Bore |  |  |  |  | 5000 | Piping | 649XB2000XHL | Direct field labor for Install Hastelloy & Titanium X-tra Large Bore XH.
64 | 0 | 9 | XB | 20 | ER | XH | L | Install Hastelloy & Titanium X-tra Large Bore XH - Erect | 649-XB-20ER-XH-L | LF | NO | NO |  | 2010 | DIRECT LABOR | Active | Install Hastelloy & Titanium | Install Hastelloy & Titanium X-tra Large Bore |  |  |  |  | 5000 | Piping | 649XB20ERXHL | Direct field labor for Install Hastelloy & Titanium X-tra Large Bore XH - Erect.
64 | 0 | 9 | XB | 20 | FB | XH | L | Install Hastelloy & Titanium X-tra Large Bore XH - Field Fabricate | 649-XB-20FB-XH-L | LF | NO | NO |  | 2010 | DIRECT LABOR | Active | Install Hastelloy & Titanium | Install Hastelloy & Titanium X-tra Large Bore |  |  |  |  | 5000 | Piping | 649XB20FBXHL | Direct field labor for Install Hastelloy & Titanium X-tra Large Bore XH - Field Fabricate.
64 | 0 | 9 | XB | 30 | 00 | XX | L | Install Hastelloy & Titanium X-tra Large Bore XXH | 649-XB-3000-XX-L | LF | NO | NO |  | 2010 | DIRECT LABOR | Active | Install Hastelloy & Titanium | Install Hastelloy & Titanium X-tra Large Bore |  |  |  |  | 5000 | Piping | 649XB3000XXL | Direct field labor for Install Hastelloy & Titanium X-tra Large Bore XXH.
64 | 0 | 9 | XB | 30 | ER | XX | L | Install Hastelloy & Titanium X-tra Large Bore XXH - Erect | 649-XB-30ER-XX-L | LF | NO | NO |  | 2010 | DIRECT LABOR | Active | Install Hastelloy & Titanium | Install Hastelloy & Titanium X-tra Large Bore |  |  |  |  | 5000 | Piping | 649XB30ERXXL | Direct field labor for Install Hastelloy & Titanium X-tra Large Bore XXH - Erect.
64 | 0 | 9 | XB | 30 | FB | XX | L | Install Hastelloy & Titanium X-tra Large Bore XXH - Field Fabricate | 649-XB-30FB-XX-L | LF | NO | NO |  | 2010 | DIRECT LABOR | Active | Install Hastelloy & Titanium | Install Hastelloy & Titanium X-tra Large Bore |  |  |  |  | 5000 | Piping | 649XB30FBXXL | Direct field labor for Install Hastelloy & Titanium X-tra Large Bore XXH - Field Fabricate.
65 | 0 | 0 | 00 | 00 | 00 | 00 | 0 | Install Aluminum | 650-00-0000-00-0 | LF | YES | YES | Bulks | 2010 | DIRECT LABOR | Active | Install Aluminum | Summary |  |  |  |  | 5000 | Piping | 650000000000 | Top-level summary of all Install Aluminum costs.
65 | 0 | 0 | LB | 00 | 00 | 00 | L | Install Aluminum Large Bore | 650-LB-0000-00-L | LF | NO | NO |  | 2010 | DIRECT LABOR | Active | Install Aluminum | Install Aluminum Large Bore |  |  |  |  | 5000 | Piping | 650LB000000L | Summary of Install Aluminum Large Bore labor costs.
65 | 0 | 0 | LB | 10 | 00 | ST | L | Install Aluminum Large Bore Standard | 650-LB-1000-ST-L | LF | NO | NO |  | 2010 | DIRECT LABOR | Active | Install Aluminum | Install Aluminum Large Bore |  |  |  |  | 5000 | Piping | 650LB1000STL | Direct field labor for Install Aluminum Large Bore Standard.
65 | 0 | 0 | LB | 10 | ER | ST | L | Install Aluminum Large Bore Standard - Erect | 650-LB-10ER-ST-L | LF | NO | NO |  | 2010 | DIRECT LABOR | Active | Install Aluminum | Install Aluminum Large Bore |  |  |  |  | 5000 | Piping | 650LB10ERSTL | Direct field labor for Install Aluminum Large Bore Standard - Erect.
65 | 0 | 0 | LB | 10 | FB | ST | L | Install Aluminum Large Bore Standard - Field Fabricate | 650-LB-10FB-ST-L | LF | NO | NO |  | 2010 | DIRECT LABOR | Active | Install Aluminum | Install Aluminum Large Bore |  |  |  |  | 5000 | Piping | 650LB10FBSTL | Direct field labor for Install Aluminum Large Bore Standard - Field Fabricate.
65 | 0 | 0 | LB | 20 | 00 | XH | L | Install Aluminum Large Bore XH | 650-LB-2000-XH-L | LF | NO | NO |  | 2010 | DIRECT LABOR | Active | Install Aluminum | Install Aluminum Large Bore |  |  |  |  | 5000 | Piping | 650LB2000XHL | Direct field labor for Install Aluminum Large Bore XH.
65 | 0 | 0 | LB | 20 | ER | XH | L | Install Aluminum Large Bore XH - Erect | 650-LB-20ER-XH-L | LF | NO | NO |  | 2010 | DIRECT LABOR | Active | Install Aluminum | Install Aluminum Large Bore |  |  |  |  | 5000 | Piping | 650LB20ERXHL | Direct field labor for Install Aluminum Large Bore XH - Erect.
65 | 0 | 0 | LB | 20 | FB | XH | L | Install Aluminum Large Bore XH - Field Fabricate | 650-LB-20FB-XH-L | LF | NO | NO |  | 2010 | DIRECT LABOR | Active | Install Aluminum | Install Aluminum Large Bore |  |  |  |  | 5000 | Piping | 650LB20FBXHL | Direct field labor for Install Aluminum Large Bore XH - Field Fabricate.
65 | 0 | 0 | LB | 30 | 00 | XX | L | Install Aluminum Large Bore XXH | 650-LB-3000-XX-L | LF | NO | NO |  | 2010 | DIRECT LABOR | Active | Install Aluminum | Install Aluminum Large Bore |  |  |  |  | 5000 | Piping | 650LB3000XXL | Direct field labor for Install Aluminum Large Bore XXH.
65 | 0 | 0 | LB | 30 | ER | XX | L | Install Aluminum Large Bore XXH - Erect | 650-LB-30ER-XX-L | LF | NO | NO |  | 2010 | DIRECT LABOR | Active | Install Aluminum | Install Aluminum Large Bore |  |  |  |  | 5000 | Piping | 650LB30ERXXL | Direct field labor for Install Aluminum Large Bore XXH - Erect.
65 | 0 | 0 | LB | 30 | FB | XX | L | Install Aluminum Large Bore XXH - Field Fabricate | 650-LB-30FB-XX-L | LF | NO | NO |  | 2010 | DIRECT LABOR | Active | Install Aluminum | Install Aluminum Large Bore |  |  |  |  | 5000 | Piping | 650LB30FBXXL | Direct field labor for Install Aluminum Large Bore XXH - Field Fabricate.
65 | 0 | 0 | MB | 00 | 00 | 00 | L | Install Aluminum Medium Bore | 650-MB-0000-00-L | LF | NO | NO |  | 2010 | DIRECT LABOR | Active | Install Aluminum | Install Aluminum Medium Bore |  |  |  |  | 5000 | Piping | 650MB000000L | Summary of Install Aluminum Medium Bore labor costs.
65 | 0 | 0 | MB | 10 | 00 | ST | L | Install Aluminum Medium Bore Standard | 650-MB-1000-ST-L | LF | NO | NO |  | 2010 | DIRECT LABOR | Active | Install Aluminum | Install Aluminum Medium Bore |  |  |  |  | 5000 | Piping | 650MB1000STL | Direct field labor for Install Aluminum Medium Bore Standard.
65 | 0 | 0 | MB | 10 | ER | ST | L | Install Aluminum Medium Bore Standard - Erect | 650-MB-10ER-ST-L | LF | NO | NO |  | 2010 | DIRECT LABOR | Active | Install Aluminum | Install Aluminum Medium Bore |  |  |  |  | 5000 | Piping | 650MB10ERSTL | Direct field labor for Install Aluminum Medium Bore Standard - Erect.
65 | 0 | 0 | MB | 10 | FB | ST | L | Install Aluminum Medium Bore Standard - Field Fabricate | 650-MB-10FB-ST-L | LF | NO | NO |  | 2010 | DIRECT LABOR | Active | Install Aluminum | Install Aluminum Medium Bore |  |  |  |  | 5000 | Piping | 650MB10FBSTL | Direct field labor for Install Aluminum Medium Bore Standard - Field Fabricate.
65 | 0 | 0 | MB | 20 | 00 | XH | L | Install Aluminum Medium Bore XH | 650-MB-2000-XH-L | LF | NO | NO |  | 2010 | DIRECT LABOR | Active | Install Aluminum | Install Aluminum Medium Bore |  |  |  |  | 5000 | Piping | 650MB2000XHL | Direct field labor for Install Aluminum Medium Bore XH.
65 | 0 | 0 | MB | 20 | ER | XH | L | Install Aluminum Medium Bore XH - Erect | 650-MB-20ER-XH-L | LF | NO | NO |  | 2010 | DIRECT LABOR | Active | Install Aluminum | Install Aluminum Medium Bore |  |  |  |  | 5000 | Piping | 650MB20ERXHL | Direct field labor for Install Aluminum Medium Bore XH - Erect.
65 | 0 | 0 | MB | 20 | FB | XH | L | Install Aluminum Medium Bore XH - Field Fabricate | 650-MB-20FB-XH-L | LF | NO | NO |  | 2010 | DIRECT LABOR | Active | Install Aluminum | Install Aluminum Medium Bore |  |  |  |  | 5000 | Piping | 650MB20FBXHL | Direct field labor for Install Aluminum Medium Bore XH - Field Fabricate.
65 | 0 | 0 | MB | 30 | 00 | XX | L | Install Aluminum Medium Bore XXH | 650-MB-3000-XX-L | LF | NO | NO |  | 2010 | DIRECT LABOR | Active | Install Aluminum | Install Aluminum Medium Bore |  |  |  |  | 5000 | Piping | 650MB3000XXL | Direct field labor for Install Aluminum Medium Bore XXH.
65 | 0 | 0 | MB | 30 | ER | XX | L | Install Aluminum Medium Bore XXH - Erect | 650-MB-30ER-XX-L | LF | NO | NO |  | 2010 | DIRECT LABOR | Active | Install Aluminum | Install Aluminum Medium Bore |  |  |  |  | 5000 | Piping | 650MB30ERXXL | Direct field labor for Install Aluminum Medium Bore XXH - Erect.
65 | 0 | 0 | MB | 30 | FB | XX | L | Install Aluminum Medium Bore XXH - Field Fabricate | 650-MB-30FB-XX-L | LF | NO | NO |  | 2010 | DIRECT LABOR | Active | Install Aluminum | Install Aluminum Medium Bore |  |  |  |  | 5000 | Piping | 650MB30FBXXL | Direct field labor for Install Aluminum Medium Bore XXH - Field Fabricate.
65 | 0 | 0 | SB | 00 | 00 | 00 | L | Install Aluminum Small Bore | 650-SB-0000-00-L | LF | NO | NO |  | 2010 | DIRECT LABOR | Active | Install Aluminum | Install Aluminum Small Bore |  |  |  |  | 5000 | Piping | 650SB000000L | Summary of Install Aluminum Small Bore labor costs.
65 | 0 | 0 | SB | 10 | 00 | ST | L | Install Aluminum Small Bore Standard | 650-SB-1000-ST-L | LF | NO | NO |  | 2010 | DIRECT LABOR | Active | Install Aluminum | Install Aluminum Small Bore |  |  |  |  | 5000 | Piping | 650SB1000STL | Direct field labor for Install Aluminum Small Bore Standard.
65 | 0 | 0 | SB | 10 | ER | ST | L | Install Aluminum Small Bore Standard - Erect | 650-SB-10ER-ST-L | LF | NO | NO |  | 2010 | DIRECT LABOR | Active | Install Aluminum | Install Aluminum Small Bore |  |  |  |  | 5000 | Piping | 650SB10ERSTL | Direct field labor for Install Aluminum Small Bore Standard - Erect.
65 | 0 | 0 | SB | 10 | FB | ST | L | Install Aluminum Small Bore Standard - Field Fabricate | 650-SB-10FB-ST-L | LF | NO | NO |  | 2010 | DIRECT LABOR | Active | Install Aluminum | Install Aluminum Small Bore |  |  |  |  | 5000 | Piping | 650SB10FBSTL | Direct field labor for Install Aluminum Small Bore Standard - Field Fabricate.
65 | 0 | 0 | SB | 20 | 00 | XH | L | Install Aluminum Small Bore XH | 650-SB-2000-XH-L | LF | NO | NO |  | 2010 | DIRECT LABOR | Active | Install Aluminum | Install Aluminum Small Bore |  |  |  |  | 5000 | Piping | 650SB2000XHL | Direct field labor for Install Aluminum Small Bore XH.
65 | 0 | 0 | SB | 20 | ER | XH | L | Install Aluminum Small Bore XH - Erect | 650-SB-20ER-XH-L | LF | NO | NO |  | 2010 | DIRECT LABOR | Active | Install Aluminum | Install Aluminum Small Bore |  |  |  |  | 5000 | Piping | 650SB20ERXHL | Direct field labor for Install Aluminum Small Bore XH - Erect.
65 | 0 | 0 | SB | 20 | FB | XH | L | Install Aluminum Small Bore XH - Field Fabricate | 650-SB-20FB-XH-L | LF | NO | NO |  | 2010 | DIRECT LABOR | Active | Install Aluminum | Install Aluminum Small Bore |  |  |  |  | 5000 | Piping | 650SB20FBXHL | Direct field labor for Install Aluminum Small Bore XH - Field Fabricate.
65 | 0 | 0 | SB | 30 | 00 | XX | L | Install Aluminum Small Bore XXH | 650-SB-3000-XX-L | LF | NO | NO |  | 2010 | DIRECT LABOR | Active | Install Aluminum | Install Aluminum Small Bore |  |  |  |  | 5000 | Piping | 650SB3000XXL | Direct field labor for Install Aluminum Small Bore XXH.
65 | 0 | 0 | SB | 30 | ER | XX | L | Install Aluminum Small Bore XXH - Erect | 650-SB-30ER-XX-L | LF | NO | NO |  | 2010 | DIRECT LABOR | Active | Install Aluminum | Install Aluminum Small Bore |  |  |  |  | 5000 | Piping | 650SB30ERXXL | Direct field labor for Install Aluminum Small Bore XXH - Erect.
65 | 0 | 0 | SB | 30 | FB | XX | L | Install Aluminum Small Bore XXH - Field Fabricate | 650-SB-30FB-XX-L | LF | NO | NO |  | 2010 | DIRECT LABOR | Active | Install Aluminum | Install Aluminum Small Bore |  |  |  |  | 5000 | Piping | 650SB30FBXXL | Direct field labor for Install Aluminum Small Bore XXH - Field Fabricate.
65 | 0 | 0 | XB | 00 | 00 | 00 | L | Install Aluminum X-tra Large Bore | 650-XB-0000-00-L | LF | NO | NO |  | 2010 | DIRECT LABOR | Active | Install Aluminum | Install Aluminum X-tra Large Bore |  |  |  |  | 5000 | Piping | 650XB000000L | Summary of Install Aluminum X-tra Large Bore labor costs.
65 | 0 | 0 | XB | 10 | 00 | ST | L | Install Aluminum X-tra Large Bore Standard | 650-XB-1000-ST-L | LF | NO | NO |  | 2010 | DIRECT LABOR | Active | Install Aluminum | Install Aluminum X-tra Large Bore |  |  |  |  | 5000 | Piping | 650XB1000STL | Direct field labor for Install Aluminum X-tra Large Bore Standard.
65 | 0 | 0 | XB | 10 | ER | ST | L | Install Aluminum X-tra Large Bore Standard - Erect | 650-XB-10ER-ST-L | LF | NO | NO |  | 2010 | DIRECT LABOR | Active | Install Aluminum | Install Aluminum X-tra Large Bore |  |  |  |  | 5000 | Piping | 650XB10ERSTL | Direct field labor for Install Aluminum X-tra Large Bore Standard - Erect.
65 | 0 | 0 | XB | 10 | FB | ST | L | Install Aluminum X-tra Large Bore Standard - Field Fabricate | 650-XB-10FB-ST-L | LF | NO | NO |  | 2010 | DIRECT LABOR | Active | Install Aluminum | Install Aluminum X-tra Large Bore |  |  |  |  | 5000 | Piping | 650XB10FBSTL | Direct field labor for Install Aluminum X-tra Large Bore Standard - Field Fabricate.
65 | 0 | 0 | XB | 20 | 00 | XH | L | Install Aluminum X-tra Large Bore XH | 650-XB-2000-XH-L | LF | NO | NO |  | 2010 | DIRECT LABOR | Active | Install Aluminum | Install Aluminum X-tra Large Bore |  |  |  |  | 5000 | Piping | 650XB2000XHL | Direct field labor for Install Aluminum X-tra Large Bore XH.
65 | 0 | 0 | XB | 20 | ER | XH | L | Install Aluminum X-tra Large Bore XH - Erect | 650-XB-20ER-XH-L | LF | NO | NO |  | 2010 | DIRECT LABOR | Active | Install Aluminum | Install Aluminum X-tra Large Bore |  |  |  |  | 5000 | Piping | 650XB20ERXHL | Direct field labor for Install Aluminum X-tra Large Bore XH - Erect.
65 | 0 | 0 | XB | 20 | FB | XH | L | Install Aluminum X-tra Large Bore XH - Field Fabricate | 650-XB-20FB-XH-L | LF | NO | NO |  | 2010 | DIRECT LABOR | Active | Install Aluminum | Install Aluminum X-tra Large Bore |  |  |  |  | 5000 | Piping | 650XB20FBXHL | Direct field labor for Install Aluminum X-tra Large Bore XH - Field Fabricate.
65 | 0 | 0 | XB | 30 | 00 | XX | L | Install Aluminum X-tra Large Bore XXH | 650-XB-3000-XX-L | LF | NO | NO |  | 2010 | DIRECT LABOR | Active | Install Aluminum | Install Aluminum X-tra Large Bore |  |  |  |  | 5000 | Piping | 650XB3000XXL | Direct field labor for Install Aluminum X-tra Large Bore XXH.
65 | 0 | 0 | XB | 30 | ER | XX | L | Install Aluminum X-tra Large Bore XXH - Erect | 650-XB-30ER-XX-L | LF | NO | NO |  | 2010 | DIRECT LABOR | Active | Install Aluminum | Install Aluminum X-tra Large Bore |  |  |  |  | 5000 | Piping | 650XB30ERXXL | Direct field labor for Install Aluminum X-tra Large Bore XXH - Erect.
65 | 0 | 0 | XB | 30 | FB | XX | L | Install Aluminum X-tra Large Bore XXH - Field Fabricate | 650-XB-30FB-XX-L | LF | NO | NO |  | 2010 | DIRECT LABOR | Active | Install Aluminum | Install Aluminum X-tra Large Bore |  |  |  |  | 5000 | Piping | 650XB30FBXXL | Direct field labor for Install Aluminum X-tra Large Bore XXH - Field Fabricate.
68 | 0 | 0 | 00 | 00 | 00 | 00 | 0 | Steam Tracing & Tubing | 680-00-0000-00-0 | LF | YES | YES | Bulks | 2010 | DIRECT LABOR | Active | Steam Tracing & Tubing | Summary |  |  |  |  | 5000 | Piping | 680000000000 | Top-level summary of all Steam Tracing & Tubing costs.
68 | 0 | 0 | 10 | 00 | 00 | 00 | L | Install Supports | 680-10-0000-00-L | LF | NO | NO |  | 2010 | DIRECT LABOR | Active | Steam Tracing & Tubing | Install Supports |  |  |  |  | 5000 | Piping | 68010000000L | Direct field labor for Install Supports.
68 | 0 | 0 | 20 | 00 | 00 | 00 | L | Install Steam Tracing | 680-20-0000-00-L | LF | NO | NO |  | 2010 | DIRECT LABOR | Active | Steam Tracing & Tubing | Install Steam Tracing |  |  |  |  | 5000 | Piping | 68020000000L | Direct field labor for Install Steam Tracing.
68 | 0 | 0 | 30 | 00 | 00 | 00 | L | Install Pre-insulated Tubing Bundles | 680-30-0000-00-L | LF | NO | NO |  | 2010 | DIRECT LABOR | Active | Steam Tracing & Tubing | Install Pre-insulated Tubing Bundles |  |  |  |  | 5000 | Piping | 68030000000L | Direct field labor for Install Pre-insulated Tubing Bundles.
68 | 0 | 0 | 40 | 00 | 00 | 00 | L | Traps, Valves | 680-40-0000-00-L | LF | NO | NO |  | 2010 | DIRECT LABOR | Active | Steam Tracing & Tubing | Traps, Valves |  |  |  |  | 5000 | Piping | 68040000000L | Direct field labor for Traps, Valves.
70 | 0 | 0 | 00 | 00 | 00 | 00 | 0 |  | 700-00-0000-00-0 | LF | YES | YES | Bulks | 2010 | DIRECT LABOR | Active | Steam Tracing & Tubing | Summary |  |  |  |  | 5000 | Piping | 700000000000 | Top-level summary of all Steam Tracing & Tubing costs.
70 | 0 | 0 | 10 | 00 | 00 | 00 | L | Install Supports | 700-10-0000-00-L | LF | NO | NO |  | 2010 | DIRECT LABOR | Active | Steam Tracing & Tubing | Install Supports |  |  |  |  | 5000 | Piping | 70010000000L | Direct field labor for Install Supports.
70 | 0 | 0 | 20 | 00 | 00 | 00 | L | Install Steam Tracing | 700-20-0000-00-L | LF | NO | NO |  | 2010 | DIRECT LABOR | Active | Steam Tracing & Tubing | Install Steam Tracing |  |  |  |  | 5000 | Piping | 70020000000L | Direct field labor for Install Steam Tracing.
70 | 0 | 0 | 30 | 00 | 00 | 00 | L | Install Pre-insulated Tubing Bundles | 700-30-0000-00-L | LF | NO | NO |  | 2010 | DIRECT LABOR | Active | Steam Tracing & Tubing | Install Pre-insulated Tubing Bundles |  |  |  |  | 5000 | Piping | 70030000000L | Direct field labor for Install Pre-insulated Tubing Bundles.
70 | 0 | 0 | 00 | 00 | 00 | 00 | 0 | Electrical | 700-00-0000-00-0 | LS | NO | NO |  | 2010 | DIRECT | Active | Electrical | Summary | [5 empty] | Electricity | 700000000000 | Top-level summary of all Electrical costs.
70 | 0 | 1 | 00 | 00 | 00 | 00 | 0 | Electrical Field Materials | 701-00-0000-00-0 | LS | YES | YES |  | 2010 | MATERIALS | Active | Electrical Field Materials | Summary | 03000000000I |  |  |  |  | Electricity | 701000000000 | Top-level summary of all Electrical Field Materials costs.
70 | 0 | 1 | 40 | 00 | 00 | 00 | M | Lighting | 701-40-0000-00-M | EA | NO | NO | Bulks | 2010 | MATERIALS | Active | Electrical Field Materials | Lighting | 03000000000I |  |  |  | 5100 | Electricity | 70140000000M | Material cost for Lighting.
70 | 0 | 1 | 50 | 00 | 00 | 00 | M | Raceway | 701-50-0000-00-M | LS | NO | NO | Bulks | 2010 | MATERIALS | Active | Electrical Field Materials | Raceway | 03000000000I |  |  |  | 5100 | Electricity | 70150000000M | Summary of Raceway material costs.
70 | 1 | 1 | 50 | 10 | 00 | 00 | M | Conduit | 701-50-1000-00-M | LF | NO | NO | Bulks | 2010 | MATERIALS | Active | Electrical Field Materials | Raceway | 03000000000I |  |  |  | 5100 | Electricity | 70150100000M | Material cost for Conduit.
70 | 1 | 1 | 50 | 20 | 00 | 00 | M | Cable Tray | 701-50-2000-00-M | LF | NO | NO | Bulks | 2010 | MATERIALS | Active | Electrical Field Materials | Raceway | 03000000000I |  |  |  | 5100 | Electricity | 70150200000M | Material cost for Cable Tray.
70 | 1 | 1 | 60 | 00 | 00 | 00 | M | Cable & Terminations | 701-60-0000-00-M | LS | NO | NO | Bulks | 2010 | MATERIALS | Active | Electrical Field Materials | Cable & Terminations | 03000000000I |  |  |  | 5100 | Electricity | 70160000000M | Summary of Cable & Terminations material costs.
70 | 1 | 1 | 60 | 10 | 00 | 00 | M | Power | 701-60-1000-00-M | LF | NO | NO | Bulks | 2010 | MATERIALS | Active | Electrical Field Materials | Cable & Terminations | 03000000000I |  |  |  | 5100 | Electricity | 70160100000M | Material cost for Power.
70 | 1 | 1 | 60 | 20 | 00 | 00 | M | Instrument | 701-60-2000-00-M | LF | NO | NO | Bulks | 2010 | MATERIALS | Active | Electrical Field Materials | Cable & Terminations | 03000000000I |  |  |  | 5100 | Electricity | 70160200000M | Material cost for Instrument.
70 | 1 | 1 | 60 | 30 | 00 | 00 | M | Coaxial | 701-60-3000-00-M | LF | NO | NO | Bulks | 2010 | MATERIALS | Active | Electrical Field Materials | Cable & Terminations | 03000000000I |  |  |  | 5100 | Electricity | 70160300000M | Material cost for Coaxial.
70 | 1 | 1 | 60 | 40 | 00 | 00 | M | Fiberoptic | 701-60-4000-00-M | LF | NO | NO | Bulks | 2010 | MATERIALS | Active | Electrical Field Materials | Cable & Terminations | 03000000000I |  |  |  | 5100 | Electricity | 70160400000M | Material cost for Fiberoptic.
70 | 1 | 1 | 70 | 00 | 00 | 00 | M | Electrical Tracing | 701-70-0000-00-M | LF | NO | NO | Bulks | 2010 | MATERIALS | Active | Electrical Field Materials | Electrical Tracing | 03000000000I |  |  |  | 5100 | Electricity | 70170000000M | Material cost for Electrical Tracing.
70 | 1 | 1 | 80 | 00 | 00 | 00 | M | Grounding | 701-80-0000-00-M | LF | NO | NO | Bulks | 2010 | MATERIALS | Active | Electrical Field Materials | Grounding | 03000000000I |  |  |  | 5100 | Electricity | 70180000000M | Material cost for Grounding.
70 | 1 | 1 | 90 | 00 | 00 | 00 | M | Lighting Protection | 701-90-0000-00-M | LS | NO | NO | Bulks | 2010 | MATERIALS | Active | Electrical Field Materials | Lighting Protection | 03000000000I |  |  |  | 5100 | Electricity | 70190000000M | Material cost for Lighting Protection.
70 | 1 | 2 | 00 | 00 | 00 | 00 | 0 | Electrical Field Staff | 702-00-0000-00-0 | LS | YES | YES |  | 2010 | DIRECT SUPPORT | Active | Electrical Field Staff | Summary | 05200000000L |  |  |  |  | Electricity | 702000000000 | Top-level summary of all Electrical Field Staff costs.
70 | 1 | 2 | 20 | 00 | 00 | 00 | L | Electrical General Foreman | 702-20-0000-00-L | HR | NO | NO |  | 2010 | DIRECT SUPPORT | Active | Electrical Field Staff | Electrical General Foreman | 05220000000L |  |  |  | 5000 | Electricity | 70220000000L | Summary of Electrical General Foreman labor costs.
70 | 1 | 2 | 55 | 00 | 00 | 00 | L | Electrical Material Control | 702-55-0000-00-L | [13 empty] | 5000 |  | 70255000000L | Summary of Electrical Material Control labor costs.
70 | 1 | 2 | 60 | 00 | 00 | 00 | L | Electrical General Field Labor Support | 702-60-0000-00-L | HR | NO | NO |  | 2010 | DIRECT SUPPORT | Active | Electrical Field Staff | Electrical General Field Labor Support | 05220000000L |  |  |  | 5000 | Electricity | 70260000000L | Summary of Electrical General Field Labor Support labor costs.
70 | 1 | 2 | 60 | 60 | 00 | 00 | L | Electrical Saftey Attendent | 702-60-6000-00-L | LF | NO | NO |  | 2010 | DIRECT SUPPORT | Active | Electrical Field Staff | Electrical General Field Labor Support | 03000000000I |  |  |  | 5000 | Electricity | 70260600000L | Labor cost for Electrical Saftey Attendent.
70 | 1 | 4 | 00 | 00 | 00 | 00 | 0 | Electrical Equipment | 704-00-0000-00-0 | LS | YES | YES |  | 2010 | DIRECT SUPPORT | Active | Electrical Equipment | Summary | 05200000000L |  |  |  |  | Electricity | 704000000000 | Top-level summary of all Electrical Equipment costs.
70 | 1 | 4 | 10 | 00 | 00 | 00 | E | Electrical Haskell Owned Equipment | 704-10-0000-00-E | HR | NO | NO |  | 2010 | DIRECT SUPPORT | Active | Electrical Equipment | Electrical Haskell Owned Equipment | 05255000000L |  |  |  | 5300 | Electricity | 70410000000E | Equipment cost for Electrical Haskell Owned Equipment.
70 | 1 | 4 | 20 | 00 | 00 | 00 | E | Electrical Third Party Rental Equipment | 704-20-0000-00-E | HR | NO | NO |  | 2010 | DIRECT SUPPORT | Active | Electrical Equipment | Electrical Third Party Rental Equipment | 05260000000L |  |  |  | 5500 | Electricity | 70420000000E | Equipment cost for Electrical Third Party Rental Equipment.
70 | 1 | 4 | 50 | 00 | 00 | 00 | 0 | Electrical Maintenance Lubricants & Oil | 704-50-0000-00-0 | HR | NO | NO |  | 2010 | DIRECT SUPPORT | Active | Electrical Equipment | Electrical Maintenance Lubricants & Oil | 05265000000L |  |  |  |  | Electricity | 704500000000 | Cost of Electrical Maintenance Lubricants & Oil.
70 | 1 | 9 | 00 | 00 | 00 | 00 | 0 | Electrical Testing & Services | 709-00-0000-00-0 | LF | YES | YES |  | 2010 | DIRECT LABOR | Active | Electrical Equipment | Summary | 608000000000 |  |  |  |  | Electricity | 709000000000 | Top-level summary of all Electrical Testing & Services costs.
70 | 1 | 9 | 10 | 00 | 00 | 00 | 0 | Electrical Testing | 709-10-0000-00-0 | [15 empty] | 709100000000 | Summary of Electrical Testing costs.
70 | 1 | 9 | 10 | 10 | 00 | 00 | 0 | Power Testing | 709-10-1000-00-0 | [15 empty] | 709101000000 | Cost for Power Testing.
70 | 1 | 9 | 10 | 20 | 00 | 00 | 0 | Instruments Testing | 709-10-2000-00-0 | [15 empty] | 709102000000 | Cost for Instruments Testing.
70 | 1 | 9 | 20 | 00 | 00 | 00 | 0 | 3rd Party Services | 709-20-0000-00-0 | [15 empty] | 709200000000 | Cost for Electrical 3rd Party Services.
71 | 1 | 0 | 00 | 00 | 00 | 00 | 0 | Electrical Install Labor | 710-00-0000-00-0 | LS | YES | YES |  | 2010 | DIRECT LABOR | Active | Electrical Install Labor | Summary | [5 empty] | Electricity | 710000000000 | Top-level summary of all Electrical Install Labor costs.
71 | 1 | 0 | 10 | 00 | 00 | 00 | L | Electrical Modules & Skids | 710-10-0000-00-L | EA | NO | YES |  | 2010 | DIRECT LABOR | Active | Electrical Install Labor | Electrical Modules & Skids |  |  |  |  | 5000 | Electricity | 71010000000L | Summary of Electrical Modules & Skids labor costs.
71 | 1 | 0 | 10 | 10 | 00 | 00 | L | Power Distribution Center | 710-10-1000-00-L | EA | NO | YES |  | 2010 | DIRECT LABOR | Active | Electrical Install Labor | Electrical Modules & Skids |  |  |  |  | 5000 | Electricity | 71010100000L | Direct field labor for Power Distribution Center.
71 | 1 | 0 | 20 | 00 | 00 | 00 | L | Electrical Equipment | 710-20-0000-00-L | LS | NO | YES |  | 2010 | DIRECT LABOR | Active | Electrical Install Labor | Electrical Equipment | 530000000000 |  |  |  | 5000 | Electricity | 71020000000L | Summary of Electrical Equipment labor costs.
71 | 1 | 0 | 20 | 10 | 00 | 00 | L | Panelboards | 710-20-1000-00-L | EA | NO | YES |  | 2010 | DIRECT LABOR | Active | Electrical Install Labor | Electrical Equipment | 530000000000 |  |  |  | 5000 | Electricity | 71020100000L | Direct field labor for Panelboards.
71 | 2 | 0 | 20 | 20 | 00 | 00 | L | Motor Starters | 710-20-2000-00-L | EA | NO | YES |  | 2010 | DIRECT LABOR | Active | Electrical Install Labor | Electrical Equipment | 530000000000 |  |  |  | 5000 | Electricity | 71020200000L | Direct field labor for Motor Starters.
71 | 2 | 0 | 20 | 30 | 00 | 00 | L | Switchgear | 710-20-3000-00-L | EA | NO | YES |  | 2010 | DIRECT LABOR | Active | Electrical Install Labor | Electrical Equipment | 530000000000 |  |  |  | 5000 | Electricity | 71020300000L | Direct field labor for Switchgear.
71 | 2 | 0 | 20 | 40 | 00 | 00 | L | Motor Control Centers | 710-20-4000-00-L | EA | NO | YES |  | 2010 | DIRECT LABOR | Active | Electrical Install Labor | Electrical Equipment | 530000000000 |  |  |  | 5000 | Electricity | 71020400000L | Direct field labor for Motor Control Centers.
71 | 2 | 0 | 20 | 50 | 00 | 00 | L | Disconnects | 710-20-5000-00-L | EA | NO | YES |  | 2010 | DIRECT LABOR | Active | Electrical Install Labor | Electrical Equipment | 530000000000 |  |  |  | 5000 | Electricity | 71020500000L | Direct field labor for Disconnects.
71 | 4 | 0 | 20 | 60 | 00 | 00 | L | Transformers | 710-20-6000-00-L | EA | NO | YES |  | 2010 | DIRECT LABOR | Active | Electrical Install Labor | Electrical Equipment | 530000000000 |  |  |  | 5000 | Electricity | 71020600000L | Direct field labor for Transformers.
71 | 4 | 0 | 20 | 70 | 00 | 00 | L | Bus Duct | 710-20-7000-00-L | LF | NO | YES |  | 2010 | DIRECT LABOR | Active | Electrical Install Labor | Electrical Equipment | 530000000000 |  |  |  | 5000 | Electricity | 71020700000L | Direct field labor for Bus Duct.
71 | 4 | 0 | 20 | 80 | 00 | 00 | L | Substation Components | 710-20-8000-00-L | EA | NO | YES |  | 2010 | DIRECT LABOR | Active | Electrical Install Labor | Electrical Equipment | 530000000000 |  |  |  | 5000 | Electricity | 71020800000L | Direct field labor for Substation Components.
71 | 4 | 0 | 30 | 00 | 00 | 00 | L | Power Generation Equipment (non-thermal) | 710-30-0000-00-L | LS | NO | YES |  | 2010 | DIRECT LABOR | Active | Electrical Install Labor | Power Generation Equipment (non-thermal) |  |  |  |  | 5000 | Electricity | 71030000000L | Summary of Power Generation Equipment (non-thermal) labor costs.
71 | 9 | 0 | 30 | 10 | 00 | 00 | L | Generators | 710-30-1000-00-L | EA | NO | YES |  | 2010 | DIRECT LABOR | Active | Electrical Install Labor | Power Generation Equipment (non-thermal) |  |  |  |  | 5000 | Electricity | 71030100000L | Direct field labor for Generators.
71 | 0 | 0 | 30 | 20 | 00 | 00 | L | Uninterruptible Power Supply | 710-30-2000-00-L | EA | NO | YES |  | 2010 | DIRECT LABOR | Active | Electrical Install Labor | Power Generation Equipment (non-thermal) |  |  |  |  | 5000 | Electricity | 71030200000L | Direct field labor for Uninterruptible Power Supply.
71 | 0 | 0 | 30 | 30 | 00 | 00 | L | Solar | 710-30-3000-00-L | KW | NO | YES |  | 2010 | DIRECT LABOR | Active | Electrical Install Labor | Power Generation Equipment (non-thermal) |  |  |  |  | 5000 | Electricity | 71030300000L | Direct field labor for Solar.
71 | 0 | 0 | 30 | 40 | 00 | 00 | L | Battery Storage | 710-30-4000-00-L | EA | NO | YES |  | 2010 | DIRECT LABOR | Active | Electrical Install Labor | Power Generation Equipment (non-thermal) |  |  |  |  | 5000 | Electricity | 71030400000L | Direct field labor for Battery Storage.
71 | 0 | 0 | 40 | 00 | 00 | 00 | L | Lighting | 710-40-0000-00-L | EA | NO | NO |  | 2010 | DIRECT LABOR | Active | Electrical Install Labor | Lighting |  |  |  |  | 5000 | Electricity | 71040000000L | Direct field labor for Lighting.
71 | 0 | 0 | 50 | 00 | 00 | 00 | L | Raceway | 710-50-0000-00-L | LS | NO | NO |  | 2010 | DIRECT LABOR | Active | Electrical Install Labor | Raceway |  |  |  |  | 5000 | Electricity | 71050000000L | Summary of Raceway labor costs.
71 | 0 | 0 | 50 | 10 | 00 | 00 | L | Conduit | 710-50-1000-00-L | LF | NO | NO |  | 2010 | DIRECT LABOR | Active | Electrical Install Labor | Raceway |  |  |  |  | 5000 | Electricity | 71050100000L | Direct field labor for Conduit.
71 | 0 | 0 | 50 | 20 | 00 | 00 | L | Cable Tray | 710-50-2000-00-L | LF | NO | NO |  | 2010 | DIRECT LABOR | Active | Electrical Install Labor | Raceway |  |  |  |  | 5000 | Electricity | 71050200000L | Direct field labor for Cable Tray.
71 | 0 | 0 | 60 | 00 | 00 | 00 | L | Cable & Terminations | 710-60-0000-00-L | LS | NO | NO |  | 2010 | DIRECT LABOR | Active | Electrical Install Labor | Cable & Terminations |  |  |  |  | 5000 | Electricity | 71060000000L | Summary of Cable & Terminations labor costs.
71 | 0 | 0 | 60 | 10 | 00 | 00 | L | Power | 710-60-1000-00-L | LF | NO | NO |  | 2010 | DIRECT LABOR | Active | Electrical Install Labor | Cable & Terminations |  |  |  |  | 5000 | Electricity | 71060100000L | Direct field labor for Power.
71 | 0 | 0 | 60 | 20 | 00 | 00 | L | Instrument | 710-60-2000-00-L | LF | NO | NO |  | 2010 | DIRECT LABOR | Active | Electrical Install Labor | Cable & Terminations |  |  |  |  | 5000 | Electricity | 71060200000L | Direct field labor for Instrument.
71 | 0 | 0 | 60 | 30 | 00 | 00 | L | Coaxial | 710-60-3000-00-L | LF | NO | NO |  | 2010 | DIRECT LABOR | Active | Electrical Install Labor | Cable & Terminations |  |  |  |  | 5000 | Electricity | 71060300000L | Direct field labor for Coaxial.
71 | 0 | 0 | 60 | 40 | 00 | 00 | L | Fiberoptic | 710-60-4000-00-L | LF | NO | NO |  | 2010 | DIRECT LABOR | Active | Electrical Install Labor | Cable & Terminations |  |  |  |  | 5000 | Electricity | 71060400000L | Direct field labor for Fiberoptic.
71 | 0 | 0 | 70 | 00 | 00 | 00 | L | Electrical Tracing | 710-70-0000-00-L | LF | NO | NO |  | 2010 | DIRECT LABOR | Active | Electrical Install Labor | Electrical Tracing |  |  |  |  | 5000 | Electricity | 71070000000L | Direct field labor for Electrical Tracing.
71 | 0 | 0 | 80 | 00 | 00 | 00 | L | Grounding | 710-80-0000-00-L | LF | NO | NO |  | 2010 | DIRECT LABOR | Active | Electrical Install Labor | Grounding |  |  |  |  | 5000 | Electricity | 71080000000L | Direct field labor for Grounding.
71 | 0 | 0 | 90 | 00 | 00 | 00 | L | Lightning Protection | 710-90-0000-00-L | LS | NO | NO |  | 2010 | DIRECT LABOR | Active | Electrical Install Labor | Lightning Protection |  |  |  |  | 5000 | Electricity | 71090000000L | Direct field labor for Lightning Protection.
79 | 0 | 0 | 00 | 00 | 00 | 00 | 0 | Electrical Subcontracts | 790-00-0000-00-0 | HR | YES | YES |  | 2010 | DIRECT LABOR | Active | Electrical Subcontracts | Summary | [5 empty] | Electricity | 790000000000 | Top-level summary of all Electrical Subcontracts costs.
79 | 0 | 0 | 15 | 00 | 00 | 00 | S | Sub: Trenching | 790-15-0000-00-S | HR | NO | NO |  | 2010 | DIRECT LABOR | Active | Electrical Subcontracts | Sub: Trenching |  |  |  |  | 5200 | Electricity | 79015000000S | Cost of subcontracted Trenching work.
79 | 0 | 0 | 20 | 00 | 00 | 00 | S | Sub: UG Conduit | 790-20-0000-00-S | HR | NO | NO |  | 2010 | DIRECT LABOR | Active | Electrical Subcontracts | Sub: UG Conduit |  |  |  |  | 5200 | Electricity | 79020000000S | Cost of subcontracted UG Conduit work.
79 | 0 | 0 | 30 | 00 | 00 | 00 | S | Sub: Cathodic Protection | 790-30-0000-00-S | HR | NO | NO |  | 2010 | DIRECT LABOR | Active | Electrical Subcontracts | Sub: Cathodic Protection |  |  |  |  | 5200 | Electricity | 79030000000S | Cost of subcontracted Cathodic Protection work.
79 | 0 | 0 | 60 | 00 | 00 | 00 | S | Sub: Switchgear | 790-60-0000-00-S | HR | NO | NO |  | 2010 | DIRECT LABOR | Active | Electrical Subcontracts | Sub: Switchgear |  |  |  |  | 5200 | Electricity | 79060000000S | Cost of subcontracted Switchgear work.
79 | 0 | 0 | 65 | 00 | 00 | 00 | S | Sub: Substation | 790-65-0000-00-S | HR | NO | NO |  | 2010 | DIRECT LABOR | Active | Electrical Subcontracts | Sub: Substation |  |  |  |  | 5200 | Electricity | 79065000000S | Cost of subcontracted Substation work.
79 | 0 | 0 | 70 | 00 | 00 | 00 | S | Sub: Electrical Testing | 790-70-0000-00-S | HR | NO | NO |  | 2010 | DIRECT LABOR | Active | Electrical Subcontracts | Sub: Electrical Testing |  |  |  |  | 5200 | Electricity | 79070000000S | Cost of subcontracted Electrical Testing work.
80 | 0 | 0 | 00 | 00 | 00 | 00 | 0 | Instrument & Controls | 800-00-0000-00-0 | LS | NO | NO | n/a | 2010 | DIRECT | Active | Instrument & Controls | Summary | [5 empty] | Instruments & Control | 800000000000 | Top-level summary of all Instrument & Controls costs.
80 | 0 | 1 | 00 | 00 | 00 | 00 | 0 | I&C Materials | 801-00-0000-00-0 | LS | YES | YES | n/a | 2010 | MATERIALS | Active | I&C Materials | Summary | 03000000000I |  |  |  |  | Instruments & Control | 801000000000 | Top-level summary of all I&C Field Materials costs.
80 | 0 | 1 | 05 | 00 | 00 | 00 | M | SS Tubing & Fitting Materials | 801-05-0000-00-M | LF | NO | YES | Bulks | 2010 | MATERIALS | Active | I&C Materials | [5 empty] | 5100 |  | 80105000000M | Summary of SS Tubing & Fitting material costs.
80 | 0 | 1 | 05 | 05 | 00 | 00 | M | 1/2" SS Tubing & Fittings Materials | 801-05-0500-00-M | LF | NO | YES | Bulks | 2010 | MATERIALS | Active | I&C Materials | [5 empty] | 5100 |  | 80105050000M | Material cost for 1/2" SS Tubing & Fittings.
80 | 0 | 1 | 05 | 10 | 00 | 00 | M | 3/4" SS Tubing & Fttings Materials | 801-05-1000-00-M | LF | NO | YES | Bulks | 2010 | MATERIALS | Active | I&C Materials | [5 empty] | 5100 |  | 80105100000M | Material cost for 3/4" SS Tubing & Fittings.
80 | 0 | 1 | 10 | 00 | 00 | 00 | M | Pre-Insulated Tubing Bundle Materials | 801-10-0000-00-M | LF | NO | YES | Bulks | 2010 | MATERIALS | Active | I&C Materials | [5 empty] | 5100 |  | 80110000000M | Material cost for Pre-Insulated Tubing Bundles.
80 | 0 | 1 | 15 | 00 | 00 | 00 | M | Instrument Tray & Supports Materials | 801-15-0000-00-M | LF | NO | YES | Bulks | 2010 | MATERIALS | Active | I&C Materials | [5 empty] | 5100 |  | 80115000000M | Material cost for Instrument Tray & Supports.
80 | 0 | 1 | 20 | 00 | 00 | 00 | M | Instument Stand Materials | 801-20-0000-00-M | EA | NO | YES | Bulks | 2010 | MATERIALS | Active | I&C Materials | [5 empty] | 5100 |  | 80120000000M | Material cost for Instrument Stands.
80 | 0 | 2 | 00 | 00 | 00 | 00 | 0 | I&C Field Staff | 802-00-0000-00-0 | HR | YES | YES | n/a | 2010 | DIRECT SUPPORT | Active | I&C Field Staff | Summary | 05200000000L |  |  |  |  | Instruments & Control | 802000000000 | Top-level summary of all I&C Field Staff costs.
80 | 0 | 2 | 20 | 00 | 00 | 00 | L | I&C General Foremen | 802-20-0000-00-L | HR | NO | NO | n/a | 2010 | DIRECT SUPPORT | Active | I&C Field Staff | I&C General Foremen | 05220000000L |  |  |  | 5000 | Instruments & Control | 80220000000L | Summary of I&C General Foreman labor costs.
80 | 0 | 2 | 55 | 00 | 00 | 00 | L | I&C Material Control | 802-55-0000-00-L |  |  |  |  | 2010 |  | Active | [6 empty] | 5000 |  | 80255000000L | Summary of I&C Material Control labor costs.
80 | 0 | 2 | 60 | 00 | 00 | 00 | L | I&C General Field Support | 802-60-0000-00-L | HR | NO | NO | n/a | 2010 | DIRECT SUPPORT | Active | I&C Field Staff | I&C General Field Support | 05220000000L |  |  |  | 5000 | Instruments & Control | 80260000000L | Summary of I&C General Field Support labor costs.
80 | 0 | 2 | 60 | 60 | 00 | 00 | L | I&C Safety Attendents | 802-60-6000-00-L | EA | NO | NO | n/a | 2010 | DIRECT SUPPORT | Active | I&C Field Staff | I&C General Field Support | 530000000000 |  |  |  | 5000 | Instruments & Control | 80260600000L | Labor cost for I&C Safety Attendents.
80 | 0 | 4 | 00 | 00 | 00 | 00 | 0 | I&C Construction Equipment | 804-00-0000-00-0 | HR | YES | YES | n/a | 2010 | DIRECT SUPPORT | Active | I&C Construction Equipment | Summary | 05200000000L |  |  |  |  | Instruments & Control | 804000000000 | Top-level summary of all I&C Construction Equipment costs.
80 | 0 | 4 | 10 | 00 | 00 | 00 | E | I&C Haskell Owned Equipment | 804-10-0000-00-E | HR | NO | NO | n/a | 2010 | DIRECT SUPPORT | Active | I&C Construction Equipment | I&C Haskell Owned Equipment | 05255000000L |  |  |  | 5300 | Instruments & Control | 80410000000E | Equipment cost for I&C Haskell Owned Equipment.
80 | 1 | 4 | 20 | 00 | 00 | 00 | E | I&C Third Party Rental Equipment | 804-20-0000-00-E | HR | NO | NO | n/a | 2010 | DIRECT SUPPORT | Active | I&C Construction Equipment | I&C Third Party Rental Equipment | 05260000000L |  |  |  | 5500 | Instruments & Control | 80420000000E | Equipment cost for I&C Third Party Rental Equipment.
80 | 2 | 4 | 50 | 00 | 00 | 00 | 0 | I&C Maintenance Lubricants & Oil | 804-50-0000-00-0 | HR | NO | NO | n/a | 2010 | DIRECT SUPPORT | Active | I&C Construction Equipment | I&C Maintenance Lubricants & Oil | 05265000000L |  |  |  |  | Instruments & Control | 804500000000 | Cost of I&C Maintenance Lubricants & Oil.
81 | 2 | 0 | 00 | 00 | 00 | 00 | 0 | I&C Install Labor | 810-00-0000-00-0 | LS | YES | YES | n/a | 2010 | DIRECT LABOR | Active | I&C Install Labor | Summary | [5 empty] | Instruments & Control | 810000000000 | Top-level summary of all I&C Install Labor costs.
81 | 2 | 0 | 10 | 00 | 00 | 00 | L | I&C Modules & Skids | 810-10-0000-00-L | EA | NO | YES | n/a | 2010 | DIRECT LABOR | Active | I&C Install Labor | I&C Modules & Skids |  |  |  |  | 5000 | Instruments & Control | 81010000000L | Summary of Modules & Skids labor costs.
81 | 2 | 0 | 10 | 10 | 00 | 00 | L | I&C Continuous Emissions Monitoring (CEMS) | 810-10-1000-00-L | EA | NO | YES | n/a | 2010 | DIRECT LABOR | Active | I&C Install Labor | I&C Modules & Skids |  |  |  |  | 5000 | Instruments & Control | 81010100000L | Labor cost for Continuous Emissions Monitoring (CEMS).
81 | 4 | 0 | 20 | 00 | 00 | 00 | L | I&C Systems | 810-20-0000-00-L | EA | NO | YES | Bulks | 2010 | DIRECT LABOR | Active | I&C Install Labor | I&C Equipment | 530000000000 |  |  |  | 5000 | Instruments & Control | 81020000000L | Summary of I&C Systems labor costs.
81 | 4 | 0 | 20 | 10 | 00 | 00 | L | I&C Distributive Control System | 810-20-1000-00-L | EA | NO | YES | Bulks | 2010 | DIRECT LABOR | Active | I&C Install Labor | I&C Equipment | 530000000000 |  |  |  | 5000 | Instruments & Control | 81020100000L | Labor cost for Distributive Control System.
81 | 4 | 0 | 20 | 20 | 00 | 00 | L | I&C SCADA | 810-20-2000-00-L | EA | NO | YES | Bulks | 2010 | DIRECT LABOR | Active | I&C Install Labor | I&C Equipment | 530000000000 |  |  |  | 5000 | Instruments & Control | 81020200000L | Labor cost for SCADA.
81 | 4 | 0 | 20 | 30 | 00 | 00 | L | I&C Programmable Logic Controller | 810-20-3000-00-L | EA | NO | YES | Bulks | 2010 | DIRECT LABOR | Active | I&C Install Labor | I&C Equipment | 530000000000 |  |  |  | 5000 | Instruments & Control | 81020300000L | Labor cost for Programmable Logic Controller.
81 | 0 | 0 | 20 | 40 | 00 | 00 | L | I&C Human Management Interface | 810-20-4000-00-L | EA | NO | YES | Bulks | 2010 | DIRECT LABOR | Active | I&C Install Labor | I&C Equipment | 530000000000 |  |  |  | 5000 | Instruments & Control | 81020400000L | Labor cost for Human Management Interface.
81 | 0 | 0 | 20 | 50 | 00 | 00 | L | I&C Paging System | 810-20-5000-00-L | EA | NO | YES | Bulks | 2010 | DIRECT LABOR | Active | I&C Install Labor | I&C Equipment | 530000000000 |  |  |  | 5000 | Instruments & Control | 81020500000L | Labor cost for Paging System.
81 | 0 | 0 | 20 | 60 | 00 | 00 | L | I&C Phone System | 810-20-6000-00-L | EA | NO | YES | Bulks | 2010 | DIRECT LABOR | Active | I&C Install Labor | I&C Equipment | 530000000000 |  |  |  | 5000 | Instruments & Control | 81020600000L | Labor cost for Phone System.
81 | 0 | 0 | 20 | 70 | 00 | 00 | L | I&C Security | 810-20-7000-00-L | EA | NO | YES | Bulks | 2010 | DIRECT LABOR | Active | I&C Install Labor | I&C Equipment | 530000000000 |  |  |  | 5000 | Instruments & Control | 81020700000L | Labor cost for Security.
81 | 0 | 0 | 20 | 80 | 00 | 00 | L | I&C Audio Visual | 810-20-8000-00-L | LS | NO | YES | Bulks | 2010 | DIRECT LABOR | Active | I&C Install Labor | I&C Equipment | 530000000000 |  |  |  | 5000 | Instruments & Control | 81020800000L | Labor cost for Audio Visual.
81 | 0 | 0 | 20 | 90 | 00 | 00 | L | I&C Fire Detection | 810-20-9000-00-L | EA | NO | YES | Bulks | 2010 | DIRECT LABOR | Active | I&C Install Labor | I&C Equipment | 530000000000 |  |  |  | 5000 | Instruments & Control | 81020900000L | Labor cost for Fire Detection.
81 | 0 | 0 | 30 | 00 | 00 | 00 | L | I&C Instrumentation | 810-30-0000-00-L | LS | NO | YES | Tagged | 2010 | DIRECT LABOR | Active | I&C Install Labor | I&C Instrumentation |  |  |  |  | 5000 | Instruments & Control | 81030000000L | Summary of Instrumentation labor costs.
81 | 0 | 0 | 30 | 10 | 00 | 00 | L | I&C Analyzer & Detector | 810-30-1000-00-L | EA | NO | YES | Tagged | 2010 | DIRECT LABOR | Active | I&C Install Labor | I&C Instrumentation |  |  |  |  | 5000 | Instruments & Control | 81030100000L | Summary of Analyzer & Detector labor costs.
81 | 0 | 0 | 30 | 10 | 10 | 00 | L | I&C CEMS Equipment | 810-30-1010-00-L | EA | NO | YES | Tagged | 2010 | DIRECT LABOR | Active | I&C Install Labor | I&C Instrumentation |  |  |  |  | 5000 | Instruments & Control | 81030101000L | Labor cost for CEMS Equipment.
81 | 0 | 0 | 30 | 10 | 20 | 00 | L | I&C Detector | 810-30-1020-00-L | EA | NO | YES | Tagged | 2010 | DIRECT LABOR | Active | I&C Install Labor | I&C Instrumentation |  |  |  |  | 5000 | Instruments & Control | 81030102000L | Labor cost for Detector.
81 | 0 | 0 | 30 | 10 | 30 | 00 | L | I&C Flame Detector | 810-30-1030-00-L | EA | NO | YES | Tagged | 2010 | DIRECT LABOR | Active | I&C Install Labor | I&C Instrumentation |  |  |  |  | 5000 | Instruments & Control | 81030103000L | Labor cost for Flame Detector.
81 | 0 | 0 | 30 | 10 | 40 | 00 | L | I&C Gas Detector | 810-30-1040-00-L | EA | NO | YES | Tagged | 2010 | DIRECT LABOR | Active | I&C Install Labor | I&C Instrumentation |  |  |  |  | 5000 | Instruments & Control | 81030104000L | Labor cost for Gas Detector.
81 | 0 | 0 | 30 | 10 | 50 | 00 | L | I&C Humidity Detector | 810-30-1050-00-L | EA | NO | YES | Tagged | 2010 | DIRECT LABOR | Active | I&C Install Labor | I&C Instrumentation |  |  |  |  | 5000 | Instruments & Control | 81030105000L | Labor cost for Humidity Detector.
81 | 0 | 0 | 30 | 20 | 00 | 00 | L | I&C Transmitter | 810-30-2000-00-L | LS | NO | YES | Tagged | 2010 | DIRECT LABOR | Active | I&C Install Labor | I&C Instrumentation |  |  |  |  | 5000 | Instruments & Control | 81030200000L | Summary of Transmitter labor costs.
81 | 0 | 0 | 30 | 20 | 05 | 00 | L | I&C Flow Transmitter | 810-30-2005-00-L | EA | NO | YES | Tagged | 2010 | DIRECT LABOR | Active | I&C Install Labor | I&C Instrumentation |  |  |  |  | 5000 | Instruments & Control | 81030200500L | Labor cost for Flow Transmitter.
81 | 0 | 0 | 30 | 20 | 10 | 00 | L | I&C Ultrasonic Flow Transmitter | 810-30-2010-00-L | EA | NO | YES | Tagged | 2010 | DIRECT LABOR | Active | I&C Install Labor | I&C Instrumentation |  |  |  |  | 5000 | Instruments & Control | 81030201000L | Labor cost for Ultrasonic Flow Transmitter.
81 | 0 | 0 | 30 | 20 | 15 | 00 | L | I&C Level Transmitters | 810-30-2015-00-L | LS | NO | YES | Tagged | 2010 | DIRECT LABOR | Active | I&C Install Labor | I&C Instrumentation |  |  |  |  | 5000 | Instruments & Control | 81030201500L | Labor cost for Level Transmitters.
81 | 0 | 0 | 30 | 20 | 20 | 00 | L | I&C Guided Wave Radar Level Transmitter | 810-30-2020-00-L | EA | NO | YES | Tagged | 2010 | DIRECT LABOR | Active | I&C Install Labor | I&C Instrumentation |  |  |  |  | 5000 | Instruments & Control | 81030202000L | Labor cost for Guided Wave Radar Level Transmitter.
81 | 0 | 0 | 30 | 20 | 25 | 00 | L | I&C Ultrasonic Level Transmitter | 810-30-2025-00-L | EA | NO | YES | Tagged | 2010 | DIRECT LABOR | Active | I&C Install Labor | I&C Instrumentation |  |  |  |  | 5000 | Instruments & Control | 81030202500L | Labor cost for Ultrasonic Level Transmitter.
81 | 0 | 0 | 30 | 20 | 30 | 00 | L | I&C Sonic/Capacitance Level Transmitter | 810-30-2030-00-L | EA | NO | YES | Tagged | 2010 | DIRECT LABOR | Active | I&C Install Labor | I&C Instrumentation |  |  |  |  | 5000 | Instruments & Control | 81030203000L | Labor cost for Sonic/Capacitance Level Transmitter.
81 | 0 | 0 | 30 | 20 | 35 | 00 | L | I&C Float Level Transmitter | 810-30-2035-00-L | EA | NO | YES | Tagged | 2010 | DIRECT LABOR | Active | I&C Install Labor | I&C Instrumentation |  |  |  |  | 5000 | Instruments & Control | 81030203500L | Labor cost for Float Level Transmitter.
81 | 0 | 0 | 30 | 20 | 40 | 00 | L | I&C Vibrating Fork Level Transmitter | 810-30-2040-00-L | EA | NO | YES | Tagged | 2010 | DIRECT LABOR | Active | I&C Install Labor | I&C Instrumentation |  |  |  |  | 5000 | Instruments & Control | 81030204000L | Labor cost for Vibrating Fork Level Transmitter.
81 | 0 | 0 | 30 | 20 | 45 | 00 | L | I&C Mag Type Level Transmitter | 810-30-2045-00-L | EA | NO | YES | Tagged | 2010 | DIRECT LABOR | Active | I&C Install Labor | I&C Instrumentation |  |  |  |  | 5000 | Instruments & Control | 81030204500L | Labor cost for Mag Type Level Transmitter.
81 | 0 | 0 | 30 | 20 | 50 | 00 | L | I&C Displacer Level Transmitter | 810-30-2050-00-L | EA | NO | YES | Tagged | 2010 | DIRECT LABOR | Active | I&C Install Labor | I&C Instrumentation |  |  |  |  | 5000 | Instruments & Control | 81030205000L | Labor cost for Displacer Level Transmitter.
81 | 0 | 0 | 30 | 20 | 55 | 00 | L | I&C DP Level Transmitter | 810-30-2055-00-L | EA | NO | YES | Tagged | 2010 | DIRECT LABOR | Active | I&C Install Labor | I&C Instrumentation |  |  |  |  | 5000 | Instruments & Control | 81030205500L | Labor cost for DP Level Transmitter.
81 | 0 | 0 | 30 | 20 | 60 | 00 | L | I&C DP Level Transmitter with Cap/Seal | 810-30-2060-00-L | EA | NO | YES | Tagged | 2010 | DIRECT LABOR | Active | I&C Install Labor | I&C Instrumentation |  |  |  |  | 5000 | Instruments & Control | 81030206000L | Labor cost for DP Level Transmitter with Cap/Seal.
81 | 0 | 0 | 30 | 20 | 65 | 00 | L | I&C Nuclear Level Transmitter and Element | 810-30-2065-00-L | EA | NO | YES | Tagged | 2010 | DIRECT LABOR | Active | I&C Install Labor | I&C Instrumentation |  |  |  |  | 5000 | Instruments & Control | 81030206500L | Labor cost for Nuclear Level Transmitter and Element.
81 | 0 | 0 | 30 | 20 | 70 | 00 | L | I&C Vibration Transmitter | 810-30-2070-00-L | EA | NO | YES | Tagged | 2010 | DIRECT LABOR | Active | I&C Install Labor | I&C Instrumentation |  |  |  |  | 5000 | Instruments & Control | 81030207000L | Labor cost for Vibration Transmitter.
81 | 0 | 0 | 30 | 20 | 75 | 00 | L | I&C Pressure Transmitter | 810-30-2075-00-L | EA | NO | YES | Tagged | 2010 | DIRECT LABOR | Active | I&C Install Labor | I&C Instrumentation |  |  |  |  | 5000 | Instruments & Control | 81030207500L | Labor cost for Pressure Transmitter.
81 | 0 | 0 | 30 | 20 | 80 | 00 | L | I&C Differential Pressure Transmitter | 810-30-2080-00-L | EA | NO | YES | Tagged | 2010 | DIRECT LABOR | Active | I&C Install Labor | I&C Instrumentation |  |  |  |  | 5000 | Instruments & Control | 81030208000L | Labor cost for Differential Pressure Transmitter.
81 | 0 | 0 | 30 | 20 | 85 | 00 | L | I&C Pressure Transmitter with Capillaries/Seal | 810-30-2085-00-L | EA | NO | YES | Tagged | 2010 | DIRECT LABOR | Active | I&C Install Labor | I&C Instrumentation |  |  |  |  | 5000 | Instruments & Control | 81030208500L | Labor cost for Pressure Transmitter with Capillaries/Seal.
81 | 0 | 0 | 30 | 20 | 90 | 00 | L | I&C Temperature Transmitter | 810-30-2090-00-L | EA | NO | YES | Tagged | 2010 | DIRECT LABOR | Active | I&C Install Labor | I&C Instrumentation |  |  |  |  | 5000 | Instruments & Control | 81030209000L | Labor cost for Temperature Transmitter.
81 | 0 | 0 | 30 | 30 | 00 | 00 | L | I&C Switch | 810-30-3000-00-L | LS | NO | YES | Tagged | 2010 | DIRECT LABOR | Active | I&C Install Labor | I&C Instrumentation |  |  |  |  | 5000 | Instruments & Control | 81030300000L | Summary of Switch labor costs.
81 | 0 | 0 | 30 | 30 | 10 | 00 | L | I&C Flow Switch | 810-30-3010-00-L | EA | NO | YES | Tagged | 2010 | DIRECT LABOR | Active | I&C Install Labor | I&C Instrumentation |  |  |  |  | 5000 | Instruments & Control | 81030301000L | Labor cost for Flow Switch.
81 | 0 | 0 | 30 | 30 | 20 | 00 | L | I&C Speed Switch | 810-30-3020-00-L | EA | NO | YES | Tagged | 2010 | DIRECT LABOR | Active | I&C Install Labor | I&C Instrumentation |  |  |  |  | 5000 | Instruments & Control | 81030302000L | Labor cost for Speed Switch.
81 | 0 | 0 | 30 | 40 | 00 | 00 | L | I&C Meter | 810-30-4000-00-L | LS | NO | YES | Tagged | 2010 | DIRECT LABOR | Active | I&C Install Labor | I&C Instrumentation |  |  |  |  | 5000 | Instruments & Control | 81030400000L | Summary of Meter labor costs.
81 | 0 | 0 | 30 | 40 | 10 | 00 | L | I&C Flow Meter | 810-30-4010-00-L | EA | NO | YES | Tagged | 2010 | DIRECT LABOR | Active | I&C Install Labor | I&C Instrumentation |  |  |  |  | 5000 | Instruments & Control | 81030401000L | Labor cost for Flow Meter.
81 | 0 | 0 | 30 | 40 | 20 | 00 | L | I&C Rotameter | 810-30-4020-00-L | EA | NO | YES | Tagged | 2010 | DIRECT LABOR | Active | I&C Install Labor | I&C Instrumentation |  |  |  |  | 5000 | Instruments & Control | 81030402000L | Labor cost for Rotameter.
81 | 0 | 0 | 30 | 40 | 30 | 00 | L | I&C Flow Orifice | 810-30-4030-00-L | EA | NO | YES | Tagged | 2010 | DIRECT LABOR | Active | I&C Install Labor | I&C Instrumentation |  |  |  |  | 5000 | Instruments & Control | 81030403000L | Labor cost for Flow Orifice.
81 | 0 | 0 | 30 | 50 | 00 | 00 | L | I&C Elements & Thermowells | 810-30-5000-00-L | LS | NO | YES | Tagged | 2010 | DIRECT LABOR | Active | I&C Install Labor | I&C Instrumentation |  |  |  |  | 5000 | Instruments & Control | 81030500000L | Summary of Elements & Thermowells labor costs.
81 | 0 | 0 | 30 | 50 | 10 | 00 | L | I&C Flow Element | 810-30-5010-00-L | EA | NO | YES | Tagged | 2010 | DIRECT LABOR | Active | I&C Install Labor | I&C Instrumentation |  |  |  |  | 5000 | Instruments & Control | 81030501000L | Labor cost for Flow Element.
81 | 0 | 0 | 30 | 50 | 20 | 00 | L | I&C Temperature Element | 810-30-5020-00-L | EA | NO | YES | Tagged | 2010 | DIRECT LABOR | Active | I&C Install Labor | I&C Instrumentation |  |  |  |  | 5000 | Instruments & Control | 81030502000L | Labor cost for Temperature Element.
81 | 0 | 0 | 30 | 50 | 30 | 00 | L | I&C Thermowell | 810-30-5030-00-L | EA | NO | YES | Tagged | 2010 | DIRECT LABOR | Active | I&C Install Labor | I&C Instrumentation |  |  |  |  | 5000 | Instruments & Control | 81030503000L | Labor cost for Thermowell.
81 | 0 | 0 | 30 | 60 | 00 | 00 | L | I&C Sight | 810-30-6000-00-L | LS | NO | YES | Tagged | 2010 | DIRECT LABOR | Active | I&C Install Labor | I&C Instrumentation |  |  |  |  | 5000 | Instruments & Control | 81030600000L | Summary of Sight labor costs.
81 | 0 | 0 | 30 | 60 | 10 | 00 | L | I&C Flow Sight | 810-30-6010-00-L | EA | NO | YES | Tagged | 2010 | DIRECT LABOR | Active | I&C Install Labor | I&C Instrumentation |  |  |  |  | 5000 | Instruments & Control | 81030601000L | Labor cost for Flow Sight.
81 | 0 | 0 | 30 | 70 | 00 | 00 | L | I&C Control Valve | 810-30-7000-00-L | EA | NO | YES | Tagged | 2010 | DIRECT LABOR | Active | I&C Install Labor | I&C Instrumentation |  |  |  |  | 5000 | Instruments & Control | 81030700000L | Labor cost for Control Valve.
81 | 0 | 0 | 30 | 80 | 00 | 00 | L | I&C Gauges | 810-30-8000-00-L | LS | NO | YES | Tagged | 2010 | DIRECT LABOR | Active | I&C Install Labor | I&C Instrumentation |  |  |  |  | 5000 | Instruments & Control | 81030800000L | Summary of Gauges labor costs.
81 | 0 | 0 | 30 | 80 | 10 | 00 | L | I&C Bubbler | 810-30-8010-00-L | EA | NO | YES | Tagged | 2010 | DIRECT LABOR | Active | I&C Install Labor | I&C Instrumentation |  |  |  |  | 5000 | Instruments & Control | 81030801000L | Labor cost for Bubbler.
81 | 0 | 0 | 30 | 80 | 20 | 00 | L | I&C Pressure Gauge | 810-30-8020-00-L | EA | NO | YES | Tagged | 2010 | DIRECT LABOR | Active | I&C Install Labor | I&C Instrumentation |  |  |  |  | 5000 | Instruments & Control | 81030802000L | Labor cost for Pressure Gauge.
81 | 0 | 0 | 30 | 80 | 30 | 00 | L | I&C Temperature Indicator | 810-30-8030-00-L | EA | NO | YES | Tagged | 2010 | DIRECT LABOR | Active | I&C Install Labor | I&C Instrumentation |  |  |  |  | 5000 | Instruments & Control | 81030803000L | Labor cost for Temperature Indicator.
81 | 0 | 0 | 40 | 00 | 00 | 00 | L | I&C Tubing & Supports | 810-40-0000-00-L | LS | NO | YES | Bulks | 2010 | DIRECT LABOR | Active | I&C Install Labor | I&C Tubing & Supports |  |  |  |  | 5000 | Instruments & Control | 81040000000L | Summary of Tubing & Supports labor costs.
81 | 0 | 0 | 40 | 10 | 00 | 00 | L | Install Instrument Stands | 810-40-1000-00-L | EA | NO | YES | Bulks | 2010 | DIRECT LABOR | Active | I&C Install Labor | I&C Tubing & Supports |  |  |  |  | 5000 | Instruments & Control | 81040100000L | Labor cost for Instrument Stands.
81 | 0 | 0 | 40 | 20 | 00 | 00 | L | Install Instrument Tray & Supports | 810-40-2000-00-L | LF | NO | YES | Bulks | 2010 | DIRECT LABOR | Active | I&C Install Labor | I&C Tubing & Supports |  |  |  |  | 5000 | Instruments & Control | 81040200000L | Labor cost for Install Instrument Tray & Supports.
81 | 0 | 0 | 40 | 30 | 00 | 00 | L | Install Instrument Tubing | 810-40-3000-00-L | EA | NO | YES | Bulks | 2010 | DIRECT LABOR | Active | I&C Install Labor | I&C Tubing & Supports |  |  |  |  | 5000 | Instruments & Control | 81040300000L | Labor cost for Install Instrument Tubing.
81 | 0 | 0 | 40 | 40 | 00 | 00 | L | I&C Trays | 810-40-4000-00-L | LF | NO | YES | Bulks | 2010 | DIRECT LABOR | Active | I&C Install Labor | I&C Tubing & Supports |  |  |  |  | 5000 | Instruments & Control | 81040400000L | Labor cost for Trays.
90 | 0 | 0 | 00 | 00 | 00 | 00 | 0 | Coatings & Insulation | 900-00-0000-00-0 | SF | NO | NO |  | 2010 | DIRECT | Active | Coatings & Insulation | Summary | [5 empty] | Coatings | 900000000000 | Top-level summary of all Coatings & Insulation costs.
90 | 0 | 1 | 00 | 00 | 00 | 00 | 0 | Materials | 901-00-0000-00-0 | SF | YES | YES |  | 2010 | MATERIALS | Active | Materials | Summary | 03000000000I |  |  |  |  | Coatings | 901000000000 | Top-level summary of all Materials costs.
90 | 0 | 1 | 10 | 00 | 00 | 00 | M | Mat: Paint | 901-10-0000-00-M | GL | NO | NO | Bulks | 2010 | MATERIALS | Active | Materials | Mat: Paint | 03000000000I |  |  |  | 5100 | Coatings | 90110000000M | Material cost for Paint.
90 | 0 | 1 | 20 | 00 | 00 | 00 | M | Mat: Insulation | 901-20-0000-00-M | SF | NO | NO | Bulks | 2010 | MATERIALS | Active | Materials | Mat: Insulation | 03000000000I |  |  |  | 5100 | Coatings | 90120000000M | Material cost for Insulation.
90 | 0 | 1 | 30 | 00 | 00 | 00 | M | Mat: Refractory | 901-30-0000-00-M | TN | NO | NO | Bulks | 2010 | MATERIALS | Active | Materials | Mat: Refractory | 03000000000I |  |  |  | 5100 | Coatings | 90130000000M | Material cost for Refractory.
90 | 0 | 2 | 00 | 00 | 00 | 00 | 0 | Coatings & Insulation Field Staff | 902-00-0000-00-0 | LS | YES | YES |  | 2010 | DIRECT SUPPORT | Active | Coatings & Insulation Field Staff | Summary | 05200000000L |  |  |  |  | Coatings | 902000000000 | Top-level summary of all Coatings & Insulation Field Staff costs.
90 | 0 | 2 | 20 | 00 | 00 | 00 | L | Coatings General Foreman | 902-20-0000-00-L | HR | NO | NO |  | 2010 | DIRECT SUPPORT | Active | Coatings & Insulation Field Staff | Coatings Third Party Rental Equipment | 05220000000L |  |  |  | 5000 | Coatings | 90220000000L | Summary of Coatings General Foreman labor costs.
90 | 0 | 2 | 55 | 00 | 00 | 00 | L | Coatings Material Control | 902-55-0000-00-L | [13 empty] | 5000 |  | 90255000000L | Summary of Coatings Material Control labor costs.
90 | 1 | 2 | 60 | 00 | 00 | 00 | L | Coatings General Field Labor Support | 902-60-0000-00-L | HR | NO | NO |  | 2010 | DIRECT SUPPORT | Active | Coatings & Insulation Field Staff | Coatings General Field Labor Support | 05220000000L |  |  |  | 5000 | Coatings | 90260000000L | Summary of Coatings General Field Labor Support labor costs.
90 | 1 | 2 | 60 | 60 | 00 | 00 | L | Coatings Safety Attendents | 902-60-6000-00-L | SF | NO | NO |  | 2010 | DIRECT SUPPORT | Active | Coatings & Insulation Field Staff | Coatings General Field Labor Support |  |  |  |  | 5000 | Coatings | 90260600000L | Labor cost for Coatings Safety Attendents.
90 | 1 | 4 | 00 | 00 | 00 | 00 | 0 | Coatings & Insulation Equipment | 904-00-0000-00-0 | SF | YES | YES |  | 2010 | DIRECT SUPPORT | Active | Coatings & Insulation Equipment | Summary | [5 empty] | Coatings | 904000000000 | Top-level summary of all Coatings & Insulation Equipment costs.
90 | 1 | 2 | 10 | 00 | 00 | 00 | E | Coatings Haskell Owned Equipment | 902-10-0000-00-E | HR | NO | NO |  | 2010 | DIRECT SUPPORT | Active | Coatings & Insulation Field Staff | Coatings Haskell Owned Equipment | 05255000000L |  |  |  | 5300 | Coatings | 90210000000E | Equipment cost for Coatings Haskell Owned Equipment.
90 | 2 | 2 | 20 | 00 | 00 | 00 | E | Coatings Third Party Rental Equipment | 902-20-0000-00-E | HR | NO | NO |  | 2010 | DIRECT SUPPORT | Active | Coatings & Insulation Field Staff | Coatings Third Party Rental Equipment | 05260000000L |  |  |  | 5500 | Coatings | 90220000000E | Summary of Coatings Third Party Rental Equipment costs.
90 | 2 | 2 | 50 | 00 | 00 | 00 | 0 | Coatings Maintenance Lubricants & Oil | 902-50-0000-00-0 | HR | NO | NO |  | 2010 | DIRECT SUPPORT | Active | Coatings & Insulation Field Staff | Coatings Maintenance Lubricants & Oil | 05265000000L |  |  |  |  | Coatings | 902500000000 | Cost of Coatings Maintenance Lubricants & Oil.
91 | 2 | 0 | 00 | 00 | 00 | 00 | 0 | Paint & Coatings | 910-00-0000-00-0 | SF | YES | YES |  | 2010 | DIRECT LABOR | Active | Paint & Coatings | Summary | [5 empty] | Coatings | 910000000000 | Top-level summary of all Paint & Coatings costs.
91 | 2 | 0 | 10 | 00 | 00 | 00 | L | Civil Paint & Coatings | 910-10-0000-00-L | SF | NO | NO |  | 2010 | DIRECT LABOR | Active | Paint & Coatings | Civil Paint & Coatings | 05220150000L |  |  |  | 5000 | Coatings | 91010000000L | Direct field labor for Civil Paint & Coatings.
91 | 4 | 0 | 20 | 00 | 00 | 00 | L | Concrete Paint & Coatings | 910-20-0000-00-L | SF | NO | NO |  | 2010 | DIRECT LABOR | Active | Paint & Coatings | Concrete Paint & Coatings | 05255000000L |  |  |  | 5000 | Coatings | 91020000000L | Direct field labor for Concrete Paint & Coatings.
91 | 2 | 0 | 30 | 00 | 00 | 00 | L | Steel Paint & Coatings | 910-30-0000-00-L | SF | YES | NO |  | 2010 | DIRECT LABOR | Active | Paint & Coatings | Steel Paint & Coatings | 05255300000L |  |  |  | 5000 | Coatings | 91030000000L | Summary of Steel Paint & Coatings labor costs.
91 | 2 | 0 | 30 | 10 | 00 | 00 | L | Paint Steel | 910-30-1000-00-L | SF | NO | NO |  | 2010 | DIRECT LABOR | Active | Paint & Coatings | Steel Paint & Coatings |  |  |  |  | 5000 | Coatings | 91030100000L | Direct field labor for Paint Steel.
91 | 2 | 0 | 30 | 20 | 00 | 00 | L | Galvanize Steel | 910-30-2000-00-L | SF | NO | NO |  | 2010 | DIRECT LABOR | Active | Paint & Coatings | Steel Paint & Coatings |  |  |  |  | 5000 | Coatings | 91030200000L | Direct field labor for Galvanize Steel.
91 | 0 | 0 | 40 | 00 | 00 | 00 | L | Building Paint & Coatings | 910-40-0000-00-L | SF | NO | NO |  | 2010 | DIRECT LABOR | Active | Paint & Coatings | Building Paint & Coatings | 05260000000L |  |  |  | 5000 | Coatings | 91040000000L | Direct field labor for Building Paint & Coatings.
91 | 0 | 0 | 50 | 00 | 00 | 00 | L | Equipment Paint & Coatings | 910-50-0000-00-L | SF | NO | NO |  | 2010 | DIRECT LABOR | Active | Paint & Coatings | Equipment Paint & Coatings | 05265000000L |  |  |  | 5000 | Coatings | 91050000000L | Direct field labor for Equipment Paint & Coatings.
91 | 0 | 0 | 60 | 00 | 00 | 00 | L | Piping Paint & Coatings | 910-60-0000-00-L | SF | NO | NO |  | 2010 | DIRECT LABOR | Active | Paint & Coatings | Piping Paint & Coatings | 05265420000L |  |  |  | 5000 | Coatings | 91060000000L | Direct field labor for Piping Paint & Coatings.
91 | 0 | 0 | 70 | 00 | 00 | 00 | L | Electrical Paint & Coatings | 910-70-0000-00-L | SF | NO | NO |  | 2010 | DIRECT LABOR | Active | Paint & Coatings | Electrical Paint & Coatings | 05200000000L |  |  |  | 5000 | Coatings | 91070000000L | Direct field labor for Electrical Paint & Coatings.
91 | 0 | 0 | 80 | 00 | 00 | 00 | L | Instrumentation Paint & Coatings | 910-80-0000-00-L | SF | NO | NO |  | 2010 | DIRECT LABOR | Active | Paint & Coatings | Instrumentation Paint & Coatings | 05265590000L |  |  |  | 5000 | Coatings | 91080000000L | Direct field labor for Instrumentation Paint & Coatings.
91 | 0 | 1 | 00 | 00 | 00 | 00 | 0 | Insulation | 911-00-0000-00-0 | SF | YES | YES |  | 2010 | DIRECT LABOR | Active | Insulation | Summary | [5 empty] | Coatings | 911000000000 | Top-level summary of all Insulation costs.
91 | 0 | 1 | 15 | 00 | 00 | 00 | L | Civil Insulation | 911-15-0000-00-L | SF | NO | NO |  | 2010 | DIRECT LABOR | Active | Insulation | Civil Insulation | 05220150000L |  |  |  | 5000 | Coatings | 91115000000L | Direct field labor for Civil Insulation.
91 | 0 | 1 | 25 | 00 | 00 | 00 | L | Concrete Insulation | 911-25-0000-00-L | SF | NO | NO |  | 2010 | DIRECT LABOR | Active | Insulation | Concrete Insulation | 05255000000L |  |  |  | 5000 | Coatings | 91125000000L | Direct field labor for Concrete Insulation.
91 | 0 | 1 | 35 | 00 | 00 | 00 | L | Steel Insulation | 911-35-0000-00-L | SF | NO | NO |  | 2010 | DIRECT LABOR | Active | Insulation | Steel Insulation | 05255300000L |  |  |  | 5000 | Coatings | 91135000000L | Direct field labor for Steel Insulation.
91 | 0 | 1 | 45 | 00 | 00 | 00 | L | Building Insulation | 911-45-0000-00-L | SF | NO | NO |  | 2010 | DIRECT LABOR | Active | Insulation | Building Insulation | 05260000000L |  |  |  | 5000 | Coatings | 91145000000L | Direct field labor for Building Insulation.
91 | 0 | 1 | 55 | 00 | 00 | 00 | L | Equipment Insulation | 911-55-0000-00-L | SF | NO | NO |  | 2010 | DIRECT LABOR | Active | Insulation | Equipment Insulation | 05265000000L |  |  |  | 5000 | Coatings | 91155000000L | Direct field labor for Equipment Insulation.
91 | 1 | 1 | 65 | 00 | 00 | 00 | L | Piping Insulation | 911-65-0000-00-L | SF | NO | NO |  | 2010 | DIRECT LABOR | Active | Insulation | Piping Insulation | 05265420000L |  |  |  | 5000 | Coatings | 91165000000L | Direct field labor for Piping Insulation.
91 | 1 | 1 | 75 | 00 | 00 | 00 | L | Electrical Insulation | 911-75-0000-00-L | SF | NO | NO |  | 2010 | DIRECT LABOR | Active | Insulation | Electrical Insulation | 05200000000L |  |  |  | 5000 | Coatings | 91175000000L | Direct field labor for Electrical Insulation.
91 | 1 | 1 | 85 | 00 | 00 | 00 | L | Instrumentation Insulation | 911-85-0000-00-L | SF | NO | NO |  | 2010 | DIRECT LABOR | Active | Insulation | Instrumentation Insulation | 05265590000L |  |  |  | 5000 | Coatings | 91185000000L | Direct field labor for Instrumentation Insulation.
91 | 1 | 2 | 00 | 00 | 00 | 00 | 0 | FireProofing | 912-00-0000-00-0 | SF | YES | YES |  | 2010 | DIRECT LABOR | Active | FireProofing | Summary | [5 empty] | Coatings | 912000000000 | Top-level summary of all FireProofing costs.
91 | 1 | 2 | 30 | 00 | 00 | 00 | L | Structural Steel Fireproofing | 912-30-0000-00-L | SF | NO | NO |  | 2010 | DIRECT LABOR | Active | FireProofing | Structural Steel Fireproofing |  |  |  |  | 5000 | Coatings | 91230000000L | Summary of Structural Steel Fireproofing labor costs.
91 | 1 | 2 | 30 | 10 | 00 | 00 | L | Spray applied Fireproofing | 912-30-1000-00-L | SF | NO | NO |  | 2010 | DIRECT LABOR | Active | FireProofing | Structural Steel Fireproofing |  |  |  |  | 5000 | Coatings | 91230100000L | Direct field labor for Spray applied Fireproofing.
91 | 1 | 2 | 30 | 20 | 00 | 00 | L | Form & Cast-in Place Fireproofing | 912-30-2000-00-L | SF | NO | NO |  | 2010 | DIRECT LABOR | Active | FireProofing | Structural Steel Fireproofing |  |  |  |  | 5000 | Coatings | 91230200000L | Direct field labor for Form & Cast-in Place Fireproofing.
91 | 1 | 2 | 30 | 30 | 00 | 00 | L | Trowel-in Place Fireproofing | 912-30-3000-00-L | SF | NO | NO |  | 2010 | DIRECT LABOR | Active | FireProofing | Structural Steel Fireproofing |  |  |  |  | 5000 | Coatings | 91230300000L | Direct field labor for Trowel-in Place Fireproofing.
91 | 1 | 3 | 00 | 00 | 00 | 00 | 0 | Refractory | 913-00-0000-00-0 | SF | YES | YES |  | 2010 | DIRECT LABOR | Active | Refractory | Summary | [5 empty] | Coatings | 913000000000 | Top-level summary of all Refractory costs.
91 | 2 | 3 | 50 | 00 | 00 | 00 | L | Equipment Refractory | 913-50-0000-00-L | SF | NO | NO |  | 2010 | DIRECT LABOR | Active | Refractory | Equipment Refractory |  |  |  |  | 5000 | Coatings | 91350000000L | Summary of Equipment Refractory labor costs.
91 | 2 | 3 | 50 | 10 | 00 | 00 | L | Spray applied Refractory | 913-50-1000-00-L | SF | NO | NO |  | 2010 | DIRECT LABOR | Active | Refractory | Equipment Refractory |  |  |  |  | 5000 | Coatings | 91350100000L | Direct field labor for Spray applied Refractory.
91 | 2 | 3 | 50 | 20 | 00 | 00 | L | Brick & Mortar Refractory | 913-50-2000-00-L | SF | NO | NO |  | 2010 | DIRECT LABOR | Active | Refractory | Equipment Refractory |  |  |  |  | 5000 | Coatings | 91350200000L | Direct field labor for Brick & Mortar Refractory.
99 | 2 | 0 | 00 | 00 | 00 | 00 | 0 | Coatings & Insulation Subcontracts | 990-00-0000-00-0 | HR | YES | YES |  | 2010 | DIRECT SUBCONTRACTS | Active | Coatings & Insulation Subcontracts | Summary | [5 empty] | Coatings | 990000000000 | Top-level summary of all Coatings & Insulation Subcontracts costs.
99 | 2 | 0 | 20 | 00 | 00 | 00 | S | Sub: Lead & Asbestos Abatement | 990-20-0000-00-S | HR | NO | NO |  | 2010 | DIRECT SUBCONTRACTS | Active | Coatings & Insulation Subcontracts | Sub: Lead & Asbestos Abatement |  |  |  |  | 5200 | Coatings | 99020000000S | Cost of subcontracted Lead & Asbestos Abatement work.
99 | 3 | 0 | 30 | 00 | 00 | 00 | S | Sub: Lead Abatement | 990-30-0000-00-S | HR | NO | NO |  | 2010 | DIRECT SUBCONTRACTS | Active | Coatings & Insulation Subcontracts | Sub: Lead Abatement |  |  |  |  | 5200 | Coatings | 99030000000S | Cost of subcontracted Lead Abatement work.
99 | 3 | 0 | 40 | 00 | 00 | 00 | S | Sub: Asbestos Removal | 990-40-0000-00-S | HR | NO | NO |  | 2010 | DIRECT SUBCONTRACTS | Active | Coatings & Insulation Subcontracts | Sub: Asbestos Removal |  |  |  |  | 5200 | Coatings | 99040000000S | Cost of subcontracted Asbestos Removal work.
95 | 3 | 0 | 00 | 00 | 00 | 00 | 0 | Startup & Commissioning | 950-00-0000-00-0 | LS | NO | NO |  |  | DIRECT | Active | Startup & Commissioning | Summary | 05215700000L | [5 empty] | 950000000000 | Top-level summary of all Startup & Commissioning costs.
95 | 3 | 1 | 00 | 00 | 00 | 00 | 0 | Startup & Commissioning Materials | 951-00-0000-00-0 | LS | YES | YES |  |  | MATERIALS | Active | Startup & Commissioning Materials | Summary | 03000000000I | [5 empty] | 951000000000 | Top-level summary of all Startup & Commissioning Materials costs.
95 | 0 | 2 | 00 | 00 | 00 | 00 | 0 | Startup & Commissioning Field Staff | 952-00-0000-00-0 | LS | YES | YES |  |  | DIRECT SUPPORT | Active | Startup & Commissioning Field Staff | Summary | 03000000000I | [5 empty] | 952000000000 | Top-level summary of all Startup & Commissioning Field Staff costs.
95 | 0 | 2 | 10 | 00 | 00 | 00 | L | Startup & Commissioning Management | 952-10-0000-00-L | LS | NO | NO |  |  | DIRECT SUPPORT | Active | Startup & Commissioning Field Staff | Startup & Commissioning Management | 03000000000I |  |  |  | 5000 |  | 95210000000L | Labor cost for Management.
95 | 0 | 2 | 10 | 10 | 00 | 00 | L | Startup & Commissioning Site Manager | 952-10-1000-00-L | TN | NO | NO |  |  | DIRECT SUPPORT | Active | Startup & Commissioning Field Staff | Startup & Commissioning Management | 03000000000I |  |  |  | 5000 |  | 95210100000L | Labor cost for Site Manager.
95 | 0 | 2 | 10 | 20 | 00 | 00 | L | Startup & Commissioning Assistant Site Manager | 952-10-2000-00-L | TN | NO | NO |  |  | DIRECT SUPPORT | Active | Startup & Commissioning Field Staff | Startup & Commissioning Management | 03000000000I |  |  |  | 5000 |  | 95210200000L | Labor cost for Assistant Site Manager.
95 | 0 | 2 | 10 | 30 | 00 | 00 | L | Startup & Commissioning Contract Manager | 952-10-3000-00-L | TN | NO | NO |  |  | DIRECT SUPPORT | Active | Startup & Commissioning Field Staff | Startup & Commissioning Management | 03000000000I |  |  |  | 5000 |  | 95210300000L | Labor cost for Contract Manager.
95 | 1 | 2 | 15 | 00 | 00 | 00 | L | Startup & Commissioning Superintendents | 952-15-0000-00-L | TN | NO | NO |  |  | DIRECT SUPPORT | Active | Startup & Commissioning Field Staff | Startup & Commissioning Superintendents | 03000000000I |  |  |  | 5000 |  | 95215000000L | Labor cost for Superintendents.
95 | 2 | 2 | 15 | 10 | 00 | 00 | L | Startup & Commissioning Superintendents - General Field | 952-15-1000-00-L | TN | NO | NO |  |  | DIRECT SUPPORT | Active | Startup & Commissioning Field Staff | Startup & Commissioning Superintendents | 03000000000I |  |  |  | 5000 |  | 95215100000L | Labor cost for Superintendents - General Field.
95 | 2 | 2 | 15 | 25 | 00 | 00 | L | Startup & Commissioning Superintendents - Civil | 952-15-2500-00-L | TN | NO | NO |  |  | DIRECT SUPPORT | Active | Startup & Commissioning Field Staff | Startup & Commissioning Superintendents | 03000000000I |  |  |  | 5000 |  | 95215250000L | Labor cost for Superintendents - Civil.
95 | 2 | 2 | 15 | 30 | 00 | 00 | L | Startup & Commissioning Superintendents - Concrete | 952-15-3000-00-L | TN | NO | NO |  |  | DIRECT SUPPORT | Active | Startup & Commissioning Field Staff | Startup & Commissioning Superintendents | 03000000000I |  |  |  | 5000 |  | 95215300000L | Labor cost for Superintendents - Concrete.
95 | 2 | 2 | 15 | 35 | 00 | 00 | L | Startup & Commissioning Superintendents - Structural | 952-15-3500-00-L | TN | NO | NO |  |  | DIRECT SUPPORT | Active | Startup & Commissioning Field Staff | Startup & Commissioning Superintendents | 03000000000I |  |  |  | 5000 |  | 95215350000L | Labor cost for Superintendents - Structural.
95 | 2 | 2 | 15 | 40 | 00 | 00 | L | Startup & Commissioning Superintendents - Boilermaker | 952-15-4000-00-L | TN | NO | NO |  |  | DIRECT SUPPORT | Active | Startup & Commissioning Field Staff | Startup & Commissioning Superintendents | 03000000000I |  |  |  | 5000 |  | 95215400000L | Labor cost for Superintendents - Boilermaker.
95 | 2 | 2 | 15 | 45 | 00 | 00 | L | Startup & Commissioning Superintendents - Millwright | 952-15-4500-00-L | TN | NO | NO |  |  | DIRECT SUPPORT | Active | Startup & Commissioning Field Staff | Startup & Commissioning Superintendents | 03000000000I |  |  |  | 5000 |  | 95215450000L | Labor cost for Superintendents - Millwright.
95 | 2 | 2 | 15 | 50 | 00 | 00 | L | Startup & Commissioning Superintendents - Pipefitter | 952-15-5000-00-L | TN | NO | NO |  |  | DIRECT SUPPORT | Active | Startup & Commissioning Field Staff | Startup & Commissioning Superintendents | 03000000000I |  |  |  | 5000 |  | 95215500000L | Labor cost for Superintendents - Pipefitter.
95 | 2 | 2 | 15 | 55 | 00 | 00 | L | Startup & Commissioning Superintendents - Electrical | 952-15-5500-00-L | TN | NO | NO |  |  | DIRECT SUPPORT | Active | Startup & Commissioning Field Staff | Startup & Commissioning Superintendents | 03000000000I |  |  |  | 5000 |  | 95215550000L | Labor cost for Superintendents - Electrical.
95 | 2 | 2 | 15 | 60 | 00 | 00 | L | Startup & Commissioning Superintendents - Instrumentation | 952-15-6000-00-L | TN | NO | NO |  |  | DIRECT SUPPORT | Active | Startup & Commissioning Field Staff | Startup & Commissioning Superintendents | 03000000000I |  |  |  | 5000 |  | 95215600000L | Labor cost for Superintendents - Instrumentation.
95 | 2 | 2 | 15 | 65 | 00 | 00 | L | Startup & Commissioning Superintendents - Insulator | 952-15-6500-00-L | TN | NO | NO |  |  | DIRECT SUPPORT | Active | Startup & Commissioning Field Staff | Startup & Commissioning Superintendents | 03000000000I |  |  |  | 5000 |  | 95215650000L | Labor cost for Superintendents - Insulator.
95 | 2 | 2 | 15 | 66 | 00 | 00 | L | Startup & Commissioning Superintendents - Paint | 952-15-6600-00-L | TN | NO | NO |  |  | DIRECT SUPPORT | Active | Startup & Commissioning Field Staff | Startup & Commissioning Superintendents | 03000000000I |  |  |  | 5000 |  | 95215660000L | Labor cost for Superintendents - Paint.
95 | 2 | 2 | 20 | 00 | 00 | 00 | L | Startup & Commissioning General Foremen | 952-20-0000-00-L | TN | NO | NO |  |  | DIRECT SUPPORT | Active | Startup & Commissioning Field Staff | Startup & Commissioning General Foremen | 03000000000I |  |  |  | 5000 |  | 95220000000L | Labor cost for General Foremen.
95 | 2 | 2 | 20 | 10 | 00 | 00 | L | Startup & Commissioning General Foremen - Laborer | 952-20-1000-00-L | TN | NO | NO |  |  | DIRECT SUPPORT | Active | Startup & Commissioning Field Staff | Startup & Commissioning General Foremen | 03000000000I |  |  |  | 5000 |  | 95220100000L | Labor cost for General Foremen - Laborer.
95 | 2 | 2 | 20 | 15 | 00 | 00 | L | Startup & Commissioning General Foremen - Carpenter | 952-20-1500-00-L | TN | NO | NO |  |  | DIRECT SUPPORT | Active | Startup & Commissioning Field Staff | Startup & Commissioning General Foremen | 03000000000I |  |  |  | 5000 |  | 95220150000L | Labor cost for General Foremen - Carpenter.
95 | 2 | 2 | 20 | 20 | 00 | 00 | L | Startup & Commissioning General Foremen - Ironworker | 952-20-2000-00-L | TN | NO | NO |  |  | DIRECT SUPPORT | Active | Startup & Commissioning Field Staff | Startup & Commissioning General Foremen | 03000000000I |  |  |  | 5000 |  | 95220200000L | Labor cost for General Foremen - Ironworker.
95 | 2 | 2 | 20 | 25 | 00 | 00 | L | Startup & Commissioning General Foremen - Boilermaker | 952-20-2500-00-L | TN | NO | NO |  |  | DIRECT SUPPORT | Active | Startup & Commissioning Field Staff | Startup & Commissioning General Foremen | 03000000000I |  |  |  | 5000 |  | 95220250000L | Labor cost for General Foremen - Boilermaker.
95 | 2 | 2 | 20 | 30 | 00 | 00 | L | Startup & Commissioning General Foremen - Millwright | 952-20-3000-00-L | TN | NO | NO |  |  | DIRECT SUPPORT | Active | Startup & Commissioning Field Staff | Startup & Commissioning General Foremen | 03000000000I |  |  |  | 5000 |  | 95220300000L | Labor cost for General Foremen - Millwright.
95 | 2 | 2 | 20 | 35 | 00 | 00 | L | Startup & Commissioning General Foremen - Pipefitter | 952-20-3500-00-L | TN | NO | NO |  |  | DIRECT SUPPORT | Active | Startup & Commissioning Field Staff | Startup & Commissioning General Foremen | 03000000000I |  |  |  | 5000 |  | 95220350000L | Labor cost for General Foremen - Pipefitter.
95 | 2 | 2 | 20 | 40 | 00 | 00 | L | Startup & Commissioning General Foremen - Electrician | 952-20-4000-00-L | TN | NO | NO |  |  | DIRECT SUPPORT | Active | Startup & Commissioning Field Staff | Startup & Commissioning General Foremen | 03000000000I |  |  |  | 5000 |  | 95220400000L | Labor cost for General Foremen - Electrician.
95 | 2 | 2 | 20 | 45 | 00 | 00 | L | Startup & Commissioning General Foremen - Instrument Tech | 952-20-4500-00-L | TN | NO | NO |  |  | DIRECT SUPPORT | Active | Startup & Commissioning Field Staff | Startup & Commissioning General Foremen | 03000000000I |  |  |  | 5000 |  | 95220450000L | Labor cost for General Foremen - Instrument Tech.
95 | 2 | 2 | 20 | 50 | 00 | 00 | L | Startup & Commissioning General Foremen - Insulator | 952-20-5000-00-L | TN | NO | NO |  |  | DIRECT SUPPORT | Active | Startup & Commissioning Field Staff | Startup & Commissioning General Foremen | 03000000000I |  |  |  | 5000 |  | 95220500000L | Labor cost for General Foremen - Insulator.
95 | 2 | 2 | 20 | 55 | 00 | 00 | L | Startup & Commissioning General Foremen - Paint | 952-20-5500-00-L | TN | NO | NO |  |  | DIRECT SUPPORT | Active | Startup & Commissioning Field Staff | Startup & Commissioning General Foremen | 03000000000I |  |  |  | 5000 |  | 95220550000L | Labor cost for General Foremen - Paint.
95 | 2 | 2 | 25 | 00 | 00 | 00 | L | Startup & Commissioning Administration | 952-25-0000-00-L | TN | NO | NO |  |  | DIRECT SUPPORT | Active | Startup & Commissioning Field Staff | Startup & Commissioning Administration | 03000000000I |  |  |  | 5000 |  | 95225000000L | Labor cost for Administration.
95 | 2 | 2 | 25 | 10 | 00 | 00 | L | Startup & Commissioning Office Manager | 952-25-1000-00-L | TN | NO | NO |  |  | DIRECT SUPPORT | Active | Startup & Commissioning Field Staff | Startup & Commissioning Administration | 03000000000I |  |  |  | 5000 |  | 95225100000L | Labor cost for Office Manager.
95 | 2 | 2 | 25 | 20 | 00 | 00 | L | Startup & Commissioning Clerical | 952-25-2000-00-L | TN | NO | NO |  |  | DIRECT SUPPORT | Active | Startup & Commissioning Field Staff | Startup & Commissioning Administration | 03000000000I |  |  |  | 5000 |  | 95225200000L | Labor cost for Clerical.
95 | 2 | 2 | 25 | 30 | 00 | 00 | L | Startup & Commissioning Document Control Manager | 952-25-3000-00-L | TN | NO | NO |  |  | DIRECT SUPPORT | Active | Startup & Commissioning Field Staff | Startup & Commissioning Administration | 03000000000I |  |  |  | 5000 |  | 95225300000L | Labor cost for Document Control Manager.
95 | 2 | 2 | 25 | 40 | 00 | 00 | L | Startup & Commissioning Document Control Clerk | 952-25-4000-00-L | TN | NO | NO |  |  | DIRECT SUPPORT | Active | Startup & Commissioning Field Staff | Startup & Commissioning Administration | 03000000000I |  |  |  | 5000 |  | 95225400000L | Labor cost for Document Control Clerk.
95 | 2 | 2 | 30 | 00 | 00 | 00 | L | Startup & Commissioning Procurement/Subcontract | 952-30-0000-00-L | TN | NO | NO |  |  | DIRECT SUPPORT | Active | Startup & Commissioning Field Staff | Startup & Commissioning Procurement/Subcontract | 03000000000I |  |  |  | 5000 |  | 95230000000L | Labor cost for Procurement/Subcontract.
95 | 2 | 2 | 30 | 10 | 00 | 00 | L | Startup & Commissioning Procurement Manager | 952-30-1000-00-L | TN | NO | NO |  |  | DIRECT SUPPORT | Active | Startup & Commissioning Field Staff | Startup & Commissioning Procurement/Subcontract | 03000000000I |  |  |  | 5000 |  | 95230100000L | Labor cost for Procurement Manager.
95 | 2 | 2 | 30 | 20 | 00 | 00 | L | Startup & Commissioning Procurement Administrator | 952-30-2000-00-L | TN | NO | NO |  |  | DIRECT SUPPORT | Active | Startup & Commissioning Field Staff | Startup & Commissioning Procurement/Subcontract | 03000000000I |  |  |  | 5000 |  | 95230200000L | Labor cost for Procurement Administrator.
95 | 2 | 2 | 30 | 30 | 00 | 00 | L | Startup & Commissioning Buyer | 952-30-3000-00-L | TN | NO | NO |  |  | DIRECT SUPPORT | Active | Startup & Commissioning Field Staff | Startup & Commissioning Procurement/Subcontract | 03000000000I |  |  |  | 5000 |  | 95230300000L | Labor cost for Buyer.
95 | 2 | 2 | 30 | 40 | 00 | 00 | L | Startup & Commissioning Subcontract Manager | 952-30-4000-00-L | TN | NO | NO |  |  | DIRECT SUPPORT | Active | Startup & Commissioning Field Staff | Startup & Commissioning Procurement/Subcontract | 03000000000I |  |  |  | 5000 |  | 95230400000L | Labor cost for Subcontract Manager.
95 | 2 | 2 | 30 | 50 | 00 | 00 | L | Startup & Commissioning Subcontract Administrator | 952-30-5000-00-L | TN | NO | NO |  |  | DIRECT SUPPORT | Active | Startup & Commissioning Field Staff | Startup & Commissioning Procurement/Subcontract | 03000000000I |  |  |  | 5000 |  | 95230500000L | Labor cost for Subcontract Administrator.
95 | 2 | 2 | 35 | 00 | 00 | 00 | L | Startup & Commissioning Project Controls | 952-35-0000-00-L | TN | NO | NO |  |  | DIRECT SUPPORT | Active | Startup & Commissioning Field Staff | Startup & Commissioning Project Controls | 03000000000I |  |  |  | 5000 |  | 95235000000L | Labor cost for Project Controls.
95 | 2 | 2 | 35 | 10 | 00 | 00 | L | Startup & Commissioning Project Controls Manager | 952-35-1000-00-L | TN | NO | NO |  |  | DIRECT SUPPORT | Active | Startup & Commissioning Field Staff | Startup & Commissioning Project Controls | 03000000000I |  |  |  | 5000 |  | 95235100000L | Labor cost for Project Controls Manager.
95 | 2 | 2 | 35 | 20 | 00 | 00 | L | Startup & Commissioning Scheduler | 952-35-2000-00-L | TN | NO | NO |  |  | DIRECT SUPPORT | Active | Startup & Commissioning Field Staff | Startup & Commissioning Project Controls | 03000000000I |  |  |  | 5000 |  | 95235200000L | Labor cost for Scheduler.
95 | 2 | 2 | 35 | 30 | 00 | 00 | L | Startup & Commissioning Cost Engineer | 952-35-3000-00-L | TN | NO | NO |  |  | DIRECT SUPPORT | Active | Startup & Commissioning Field Staff | Startup & Commissioning Project Controls | 03000000000I |  |  |  | 5000 |  | 95235300000L | Labor cost for Cost Engineer.
95 | 2 | 2 | 40 | 00 | 00 | 00 | L | Startup & Commissioning Field Engineer | 952-40-0000-00-L | TN | NO | NO |  |  | DIRECT SUPPORT | Active | Startup & Commissioning Field Staff | Startup & Commissioning Field Engineer | 03000000000I |  |  |  | 5000 |  | 95240000000L | Labor cost for Field Engineer.
95 | 2 | 2 | 40 | 10 | 00 | 00 | L | Startup & Commissioning Civil Field Engineering | 952-40-1000-00-L | TN | NO | NO |  |  | DIRECT SUPPORT | Active | Startup & Commissioning Field Staff | Startup & Commissioning Field Engineer | 03000000000I |  |  |  | 5000 |  | 95240100000L | Labor cost for Civil Field Engineering.
95 | 2 | 2 | 40 | 11 | 00 | 00 | L | Startup & Commissioning Surveying / Layout | 952-40-1100-00-L | TN | NO | NO |  |  | DIRECT SUPPORT | Active | Startup & Commissioning Field Staff | Startup & Commissioning Field Engineer | 03000000000I |  |  |  | 5000 |  | 95240110000L | Labor cost for Surveying / Layout.
95 | 2 | 2 | 40 | 50 | 00 | 00 | L | Startup & Commissioning Mechanial Field Engineering | 952-40-5000-00-L | TN | NO | NO |  |  | DIRECT SUPPORT | Active | Startup & Commissioning Field Staff | Startup & Commissioning Field Engineer | 03000000000I |  |  |  | 5000 |  | 95240500000L | Labor cost for Mechanial Field Engineering.
95 | 2 | 2 | 40 | 60 | 00 | 00 | L | Startup & Commissioning Piping Field Engineering | 952-40-6000-00-L | TN | NO | NO |  |  | DIRECT SUPPORT | Active | Startup & Commissioning Field Staff | Startup & Commissioning Field Engineer | 03000000000I |  |  |  | 5000 |  | 95240600000L | Labor cost for Piping Field Engineering.
95 | 2 | 2 | 40 | 70 | 00 | 00 | L | Startup & Commissioning Electrical Field Engineering | 952-40-7000-00-L | TN | NO | NO |  |  | DIRECT SUPPORT | Active | Startup & Commissioning Field Staff | Startup & Commissioning Field Engineer | 03000000000I |  |  |  | 5000 |  | 95240700000L | Labor cost for Electrical Field Engineering.
95 | 2 | 2 | 45 | 00 | 00 | 00 | L | Startup & Commissioning Safety | 952-45-0000-00-L | TN | NO | NO |  |  | DIRECT SUPPORT | Active | Startup & Commissioning Field Staff | Startup & Commissioning Safety | 03000000000I |  |  |  | 5000 |  | 95245000000L | Labor cost for Safety.
95 | 2 | 2 | 45 | 10 | 00 | 00 | L | Startup & Commissioning Safety Manager | 952-45-1000-00-L | TN | NO | NO |  |  | DIRECT SUPPORT | Active | Startup & Commissioning Field Staff | Startup & Commissioning Safety | 03000000000I |  |  |  | 5000 |  | 95245100000L | Labor cost for Safety Manager.
95 | 2 | 2 | 45 | 20 | 00 | 00 | L | Startup & Commissioning Safety Inspector | 952-45-2000-00-L | TN | NO | NO |  |  | DIRECT SUPPORT | Active | Startup & Commissioning Field Staff | Startup & Commissioning Safety | 03000000000I |  |  |  | 5000 |  | 95245200000L | Labor cost for Safety Inspector.
95 | 2 | 2 | 45 | 30 | 00 | 00 | L | Startup & Commissioning Industrial Hygienist | 952-45-3000-00-L | TN | NO | NO |  |  | DIRECT SUPPORT | Active | Startup & Commissioning Field Staff | Startup & Commissioning Safety | 03000000000I |  |  |  | 5000 |  | 95245300000L | Labor cost for Industrial Hygienist.
95 | 2 | 2 | 45 | 40 | 00 | 00 | L | Startup & Commissioning EMT | 952-45-4000-00-L | TN | NO | NO |  |  | DIRECT SUPPORT | Active | Startup & Commissioning Field Staff | Startup & Commissioning Safety | 03000000000I |  |  |  | 5000 |  | 95245400000L | Labor cost for EMT.
95 | 2 | 2 | 45 | 50 | 00 | 00 | L | Startup & Commissioning Rescue Team | 952-45-5000-00-L | TN | NO | NO |  |  | DIRECT SUPPORT | Active | Startup & Commissioning Field Staff | Startup & Commissioning Safety | 03000000000I |  |  |  | 5000 |  | 95245500000L | Labor cost for Rescue Team.
95 | 2 | 2 | 50 | 00 | 00 | 00 | 0 | Startup & Commissioning Quality | 952-50-0000-00-0 | TN | NO | NO |  |  | DIRECT SUPPORT | Active | Startup & Commissioning Field Staff | Startup & Commissioning Quality | 03000000000I | [5 empty] | 952500000000 | Summary of Startup & Commissioning Quality costs.
95 | 2 | 2 | 50 | 10 | 00 | 00 | L | Startup & Commissioning Quality Manager | 952-50-1000-00-L | TN | NO | NO |  |  | DIRECT SUPPORT | Active | Startup & Commissioning Field Staff | Startup & Commissioning Quality | 03000000000I |  |  |  | 5000 |  | 95250100000L | Labor cost for Quality Manager.
95 | 2 | 2 | 50 | 20 | 00 | 00 | L | Startup & Commissioning Quality Inspector | 952-50-2000-00-L | TN | NO | NO |  |  | DIRECT SUPPORT | Active | Startup & Commissioning Field Staff | Startup & Commissioning Quality | 03000000000I |  |  |  | 5000 |  | 95250200000L | Labor cost for Quality Inspector.
95 | 2 | 2 | 50 | 40 | 00 | 00 | S | Startup & Commissioning (Reserved) Authorized Inspector | 952-50-4000-00-S | TN | NO | NO |  |  | DIRECT SUPPORT | Active | Startup & Commissioning Field Staff | Startup & Commissioning Quality | 03000000000I |  |  |  | 5200 |  | 95250400000S | Cost of subcontracted (Reserved) Authorized Inspector work.
95 | 2 | 2 | 50 | 50 | 00 | 00 | S | Startup & Commissioning (Reserved) Special Inspections | 952-50-5000-00-S | TN | NO | NO |  |  | DIRECT SUPPORT | Active | Startup & Commissioning Field Staff | Startup & Commissioning Quality | 03000000000I |  |  |  | 5200 |  | 95250500000S | Cost of subcontracted (Reserved) Special Inspections work.
95 | 2 | 2 | 55 | 00 | 00 | 00 | L | Startup & Commissioning Material Control | 952-55-0000-00-L | TN | NO | NO |  |  | DIRECT SUPPORT | Active | Startup & Commissioning Field Staff | Startup & Commissioning Material Control | 03000000000I |  |  |  | 5000 |  | 95255000000L | Labor cost for Material Control.
95 | 2 | 2 | 55 | 10 | 00 | 00 | L | Startup & Commissioning Warehouse / Material Manager | 952-55-1000-00-L | TN | NO | NO |  |  | DIRECT SUPPORT | Active | Startup & Commissioning Field Staff | Startup & Commissioning Material Control | 03000000000I |  |  |  | 5000 |  | 95255100000L | Labor cost for Warehouse / Material Manager.
95 | 2 | 2 | 55 | 10 | 05 | 00 | L | Startup & Commissioning Warehouse | 952-55-1005-00-L | TN | NO | NO |  |  | DIRECT SUPPORT | Active | Startup & Commissioning Field Staff | Startup & Commissioning Material Control | 03000000000I |  |  |  | 5000 |  | 95255100500L | Labor cost for Warehouse.
95 | 2 | 2 | 55 | 20 | 00 | 00 | L | Startup & Commissioning Unload & Handle | 952-55-2000-00-L | TN | NO | NO |  |  | DIRECT SUPPORT | Active | Startup & Commissioning Field Staff | Startup & Commissioning Material Control | 03000000000I |  |  |  | 5000 |  | 95255200000L | Labor cost for Unload & Handle.
95 | 2 | 2 | 55 | 30 | 00 | 00 | L | Startup & Commissioning Material Runner | 952-55-3000-00-L | TN | NO | NO |  |  | DIRECT SUPPORT | Active | Startup & Commissioning Field Staff | Startup & Commissioning Material Control | 03000000000I |  |  |  | 5000 |  | 95255300000L | Labor cost for Material Runner.
95 | 2 | 2 | 60 | 00 | 00 | 00 | L | Startup & Commissioning General Field Labor Support | 952-60-0000-00-L | TN | NO | NO |  |  | DIRECT SUPPORT | Active | Startup & Commissioning Field Staff | Startup & Commissioning General Field Labor Support | 03000000000I |  |  |  | 5000 |  | 95260000000L | Labor cost for General Field Labor Support.
95 | 2 | 2 | 60 | 60 | 00 | 00 | L | Startup & Commissioning Safety Attendent | 952-60-6000-00-L | TN | NO | NO |  |  | DIRECT SUPPORT | Active | Startup & Commissioning Field Staff | Startup & Commissioning General Field Labor Support | 03000000000I |  |  |  | 5000 |  | 95260600000L | Labor cost for Safety Attendent.
95 | 2 | 3 | 00 | 00 | 00 | 00 | 0 | Startup & Commissioning Field Support Services & Supplies | 953-00-0000-00-0 | LS | YES | YES |  |  | DIRECT SUPPORT | Active | Startup & Commissioning Field Support Services & Supplies | Summary | 03000000000I | [5 empty] | 953000000000 | Top-level summary of all Startup & Commissioning Field Support Services & Supplies costs.
95 | 2 | 4 | 00 | 00 | 00 | 00 | 0 | Startup & Commissioning Equipment | 954-00-0000-00-0 | LS | YES | YES |  |  | DIRECT SUPPORT | Active | Startup & Commissioning Equipment | Summary | 03000000000I | [5 empty] | 954000000000 | Top-level summary of all Startup & Commissioning Equipment costs.
95 | 2 | 3 | 10 | 00 | 00 | 00 | E | Startup & Commissioning Haskell Owned Equipment | 953-10-0000-00-E | HR | NO | NO |  |  | DIRECT SUPPORT | Active | Startup & Commissioning Field Support Services & Supplies | Startup & Commissioning Haskell Owned Equipment | 05255000000L |  |  |  | 5300 |  | 95310000000E | Equipment cost for Haskell Owned Equipment.
95 | 2 | 3 | 20 | 00 | 00 | 00 | E | Startup & Commissioning Third Party Rental Equipment | 953-20-0000-00-E | HR | NO | NO |  |  | DIRECT SUPPORT | Active | Startup & Commissioning Field Support Services & Supplies | Startup & Commissioning Third Party Rental Equipment | 05260000000L |  |  |  | 5500 |  | 95320000000E | Equipment cost for Third Party Rental Equipment.
95 | 2 | 3 | 50 | 00 | 00 | 00 | 0 | Startup & Commissioning Maintenance Lubricants & Oil | 953-50-0000-00-0 | HR | NO | NO |  |  | DIRECT SUPPORT | Active | Startup & Commissioning Field Support Services & Supplies | Startup & Commissioning Maintenance Lubricants & Oil | 05265000000L | [5 empty] | 953500000000 | Summary of Startup & Commissioning Maintenance Lubricants & Oil costs.
95 | 2 | 9 | 00 | 00 | 00 | 00 | 0 | Comissioning Testing & Services | 959-00-0000-00-0 | HR | YES | YES |  |  | DIRECT SUBCONTRACTS | Active | Comissioning Subcontracts | Summary | [6 empty] | 959000000000 | Top-level summary of all Comissioning Testing & Services costs.
95 | 3 | 9 | 99 | 00 | 00 | 00 | 0 | Comissioning Hydrotesting & Restoration | 959-99-0000-00-0 | LF | YES | YES | n/a |  | DIRECT LABOR | Active | Pipe Shop Testing & Services | Shop Piping Hydrotesting & Restoration | 608000000000 | [5 empty] | 959990000000 | Summary of Comissioning Hydrotesting & Restoration costs.
99 | 4 | 9 | 10 | 00 | 00 | 00 | S | Performance Testing | 999-10-0000-00-S | HR | YES | NO |  |  | DIRECT SUBCONTRACTS | Active | Comissioning Subcontracts | Sub: Performance Testing |  |  |  |  | 5200 |  | 99910000000S | Cost of subcontracted Performance Testing work.
99 | 3 | 9 | 20 | 00 | 00 | 00 | S | CEM's/COM's & Emmissions | 999-20-0000-00-S | HR | YES | NO |  |  | DIRECT SUBCONTRACTS | Active | Comissioning Subcontracts | Sub: CEM's/COM's & Emmissions |  |  |  |  | 5200 |  | 99920000000S | Cost of subcontracted CEM's/COM's & Emmissions work.
99 | 3 | 9 | 30 | 00 | 00 | 00 | S | Operator Training | 999-30-0000-00-S | HR | YES | NO |  |  | DIRECT SUBCONTRACTS | Active | Comissioning Subcontracts | Sub: Operator Training |  |  |  |  | 5200 |  | 99930000000S | Cost of subcontracted Operator Training work.
99 | 3 | 9 | 40 | 00 | 00 | 00 | S | Steam Blow | 999-40-0000-00-S | HR | YES | NO |  |  | DIRECT SUBCONTRACTS | Active | Comissioning Subcontracts | Sub: Steam Blow |  |  |  |  | 5200 |  | 99940000000S | Cost of subcontracted Steam Blow work.
99 | 9 | 9 | 50 | 00 | 00 | 00 | S | Flushing | 999-50-0000-00-S | HR | YES | NO |  |  | DIRECT SUBCONTRACTS | Active | Comissioning Subcontracts | Sub: Flushing |  |  |  |  | 5200 |  | 99950000000S | Cost of subcontracted Flushing work.
96 | 9 | 0 | 00 | 00 | 00 | 00 | 0 | Operations & Maintenance | 960-00-0000-00-0 | LS | NO | NO |  |  | DIRECT | Active | Operations & Maintenance | Summary | 05215700000L | [5 empty] | 960000000000 | Top-level summary of all Operations & Maintenance costs.
96 | 0 | 1 | 00 | 00 | 00 | 00 | 0 | Maintenance Materials | 961-00-0000-00-0 | LS | YES | YES |  |  | MATERIALS | Active | Maintenance Materials | Summary | 03000000000I | [5 empty] | 961000000000 | Top-level summary of all Maintenance Materials costs.
96 | 0 | 1 | 10 | 00 | 00 | 00 | M | First Year Spares ( Mechanical / Electrical / I&C) | 961-10-0000-00-M | M | NO | NO |  |  | MATERIALS | Active | Maintenance Materials | First Year Spares ( Mechanical / Electrical / I&C) | 03000000000I |  |  |  | 5100 |  | 96110000000M | Material cost for First Year Spares ( Mechanical / Electrical / I&C).
96 | 0 | 1 | 20 | 00 | 00 | 00 | M | Capital Spares | 961-20-0000-00-M | M | NO | NO |  |  | MATERIALS | Active | Maintenance Materials | Capital Spares | 03000000000I |  |  |  | 5100 |  | 96120000000M | Material cost for Capital Spares.
96 | 0 | 1 | 30 | 00 | 00 | 00 | M | Operational Spares | 961-30-0000-00-M | M | NO | NO |  |  | MATERIALS | Active | Maintenance Materials | Operational Spares | 03000000000I |  |  |  | 5100 |  | 96130000000M | Material cost for Operational Spares.
96 | 0 | 1 | 40 | 00 | 00 | 00 | M | Lube Oil First Fill | 961-40-0000-00-M | M | NO | NO |  |  | MATERIALS | Active | Maintenance Materials | Lube Oil First Fill | 03000000000I |  |  |  | 5100 |  | 96140000000M | Material cost for Lube Oil First Fill.
96 | 0 | 1 | 50 | 00 | 00 | 00 | M | Chemicals/Catalyst First Fill | 961-50-0000-00-M | M | NO | NO |  |  | MATERIALS | Active | Maintenance Materials | Chemicals/Catalyst First Fill | 03000000000I |  |  |  | 5100 |  | 96150000000M | Material cost for Chemicals/Catalyst First Fill.
96 | 0 | 1 | 60 | 00 | 00 | 00 | M | Initial Inventory | 961-60-0000-00-M | M | NO | NO |  |  | MATERIALS | Active | Maintenance Materials | Initial Inventory | 03000000000I |  |  |  | 5100 |  | 96160000000M | Material cost for Initial Inventory.
96 | 1 | 2 | 00 | 00 | 00 | 00 | 0 | Operations Field Staff | 962-00-0000-00-0 | LS | YES | YES |  |  | DIRECT SUPPORT | Active | Operations Field Staff | Summary | 05200000000L | [5 empty] | 962000000000 | Top-level summary of all Operations Field Staff costs.
96 | 1 | 2 | 10 | 00 | 00 | 00 | L | Operations Management | 962-10-0000-00-L | HR | NO | NO |  |  | DIRECT SUPPORT | Active | Operations Field Staff | Operations Management | 52100000000 |  |  |  | 5000 |  | 96210000000L | Summary of Operations Management labor costs.
96 | 1 | 2 | 10 | 10 | 00 | 00 | L | Operations Site Manager | 962-10-1000-00-L | HR | NO | NO |  |  | DIRECT SUPPORT | Active | Operations Field Staff | Operations Management | 52100000000 |  |  |  | 5000 |  | 96210100000L | Labor cost for Operations Site Manager.
96 | 1 | 2 | 10 | 20 | 00 | 00 | L | Operations Assistant Site Manager | 962-10-2000-00-L | HR | NO | NO |  |  | DIRECT SUPPORT | Active | Operations Field Staff | Operations Management | 52100000000 |  |  |  | 5000 |  | 96210200000L | Labor cost for Operations Assistant Site Manager.
96 | 1 | 2 | 10 | 30 | 00 | 00 | L | Operations Contract Manager | 962-10-3000-00-L | HR | NO | NO |  |  | DIRECT SUPPORT | Active | Operations Field Staff | Operations Management | 52100000000 |  |  |  | 5000 |  | 96210300000L | Labor cost for Operations Contract Manager.
96 | 1 | 2 | 15 | 00 | 00 | 00 | L | Operations Superintendents | 962-15-0000-00-L | HR | NO | NO |  |  | DIRECT SUPPORT | Active | Operations Field Staff | Operations Superintendents | 52100000000 |  |  |  | 5000 |  | 96215000000L | Summary of Operations Superintendents labor costs.
96 | 1 | 2 | 15 | 10 | 00 | 00 | L | Operations Superintendents - General Field | 962-15-1000-00-L | HR | NO | NO |  |  | DIRECT SUPPORT | Active | Operations Field Staff | Operations Superintendents | 52100000000 |  |  |  | 5000 |  | 96215100000L | Labor cost for Operations Superintendents - General Field.
96 | 2 | 2 | 15 | 25 | 00 | 00 | L | Operations Superintendents - Civil | 962-15-2500-00-L | HR | NO | NO |  |  | DIRECT SUPPORT | Active | Operations Field Staff | Operations Superintendents | 52100000000 |  |  |  | 5000 |  | 96215250000L | Labor cost for Operations Superintendents - Civil.
96 | 2 | 2 | 15 | 30 | 00 | 00 | L | Operations Superintendents - Concrete | 962-15-3000-00-L | HR | NO | NO |  |  | DIRECT SUPPORT | Active | Operations Field Staff | Operations Superintendents | 52100000000 |  |  |  | 5000 |  | 96215300000L | Labor cost for Operations Superintendents - Concrete.
96 | 2 | 2 | 15 | 35 | 00 | 00 | L | Operations Superintendents - Structural | 962-15-3500-00-L | HR | NO | NO |  |  | DIRECT SUPPORT | Active | Operations Field Staff | Operations Superintendents | 52100000000 |  |  |  | 5000 |  | 96215350000L | Labor cost for Operations Superintendents - Structural.
96 | 2 | 2 | 15 | 40 | 00 | 00 | L | Operations Superintendents - Boilermaker | 962-15-4000-00-L | HR | NO | NO |  |  | DIRECT SUPPORT | Active | Operations Field Staff | Operations Superintendents | 52100000000 |  |  |  | 5000 |  | 96215400000L | Labor cost for Operations Superintendents - Boilermaker.
96 | 2 | 2 | 15 | 45 | 00 | 00 | L | Operations Superintendents - Millwright | 962-15-4500-00-L | HR | NO | NO |  |  | DIRECT SUPPORT | Active | Operations Field Staff | Operations Superintendents | 52100000000 |  |  |  | 5000 |  | 96215450000L | Labor cost for Operations Superintendents - Millwright.
96 | 2 | 2 | 15 | 50 | 00 | 00 | L | Operations Superintendents - Pipefitter | 962-15-5000-00-L | HR | NO | NO |  |  | DIRECT SUPPORT | Active | Operations Field Staff | Operations Superintendents | 52100000000 |  |  |  | 5000 |  | 96215500000L | Labor cost for Operations Superintendents - Pipefitter.
96 | 2 | 2 | 15 | 55 | 00 | 00 | L | Operations Superintendents - Electrical | 962-15-5500-00-L | HR | NO | NO |  |  | DIRECT SUPPORT | Active | Operations Field Staff | Operations Superintendents | 52100000000 |  |  |  | 5000 |  | 96215550000L | Labor cost for Operations Superintendents - Electrical.
96 | 2 | 2 | 15 | 60 | 00 | 00 | L | Operations Superintendents - Instrumentation | 962-15-6000-00-L | HR | NO | NO |  |  | DIRECT SUPPORT | Active | Operations Field Staff | Operations Superintendents | 52100000000 |  |  |  | 5000 |  | 96215600000L | Labor cost for Operations Superintendents - Instrumentation.
96 | 2 | 2 | 15 | 65 | 00 | 00 | L | Operations Superintendents - Insulator | 962-15-6500-00-L | HR | NO | NO |  |  | DIRECT SUPPORT | Active | Operations Field Staff | Operations Superintendents | 52100000000 |  |  |  | 5000 |  | 96215650000L | Labor cost for Operations Superintendents - Insulator.
96 | 2 | 2 | 15 | 66 | 00 | 00 | L | Operations Superintendents - Paint | 962-15-6600-00-L | HR | NO | NO |  |  | DIRECT SUPPORT | Active | Operations Field Staff | Operations Superintendents | 52100000000 |  |  |  | 5000 |  | 96215660000L | Labor cost for Operations Superintendents - Paint.
96 | 2 | 2 | 20 | 00 | 00 | 00 | L | Operations General Foremen | 962-20-0000-00-L | HR | NO | NO |  |  | DIRECT SUPPORT | Active | Operations Field Staff | Operations General Foremen | 52100000000 |  |  |  | 5000 |  | 96220000000L | Summary of Operations General Foremen labor costs.
96 | 2 | 2 | 20 | 10 | 00 | 00 | L | Operations General Foremen - Laborer | 962-20-1000-00-L | HR | NO | NO |  |  | DIRECT SUPPORT | Active | Operations Field Staff | Operations General Foremen | 52100000000 |  |  |  | 5000 |  | 96220100000L | Labor cost for Operations General Foremen - Laborer.
96 | 2 | 2 | 20 | 15 | 00 | 00 | L | Operations General Foremen - Carpenter | 962-20-1500-00-L | HR | NO | NO |  |  | DIRECT SUPPORT | Active | Operations Field Staff | Operations General Foremen | 52100000000 |  |  |  | 5000 |  | 96220150000L | Labor cost for Operations General Foremen - Carpenter.
96 | 2 | 2 | 20 | 20 | 00 | 00 | L | Operations General Foremen - Ironworker | 962-20-2000-00-L | HR | NO | NO |  |  | DIRECT SUPPORT | Active | Operations Field Staff | Operations General Foremen | 52100000000 |  |  |  | 5000 |  | 96220200000L | Labor cost for Operations General Foremen - Ironworker.
96 | 2 | 2 | 20 | 25 | 00 | 00 | L | Operations General Foremen - Boilermaker | 962-20-2500-00-L | HR | NO | NO |  |  | DIRECT SUPPORT | Active | Operations Field Staff | Operations General Foremen | 52100000000 |  |  |  | 5000 |  | 96220250000L | Labor cost for Operations General Foremen - Boilermaker.
96 | 2 | 2 | 20 | 30 | 00 | 00 | L | Operations General Foremen - Millwright | 962-20-3000-00-L | HR | NO | NO |  |  | DIRECT SUPPORT | Active | Operations Field Staff | Operations General Foremen | 52100000000 |  |  |  | 5000 |  | 96220300000L | Labor cost for Operations General Foremen - Millwright.
96 | 2 | 2 | 20 | 35 | 00 | 00 | L | Operations General Foremen - Pipefitter | 962-20-3500-00-L | HR | NO | NO |  |  | DIRECT SUPPORT | Active | Operations Field Staff | Operations General Foremen | 52100000000 |  |  |  | 5000 |  | 96220350000L | Labor cost for Operations General Foremen - Pipefitter.
96 | 2 | 2 | 20 | 40 | 00 | 00 | L | Operations General Foremen - Electrician | 962-20-4000-00-L | HR | NO | NO |  |  | DIRECT SUPPORT | Active | Operations Field Staff | Operations General Foremen | 52100000000 |  |  |  | 5000 |  | 96220400000L | Labor cost for Operations General Foremen - Electrician.
96 | 2 | 2 | 20 | 45 | 00 | 00 | L | Operations General Foremen - Instrument Tech | 962-20-4500-00-L | HR | NO | NO |  |  | DIRECT SUPPORT | Active | Operations Field Staff | Operations General Foremen | 52100000000 |  |  |  | 5000 |  | 96220450000L | Labor cost for Operations General Foremen - Instrument Tech.
96 | 2 | 2 | 20 | 50 | 00 | 00 | L | Operations General Foremen - Insulator | 962-20-5000-00-L | HR | NO | NO |  |  | DIRECT SUPPORT | Active | Operations Field Staff | Operations General Foremen | 52100000000 |  |  |  | 5000 |  | 96220500000L | Labor cost for Operations General Foremen - Insulator.
96 | 2 | 2 | 20 | 55 | 00 | 00 | L | Operations General Foremen - Paint | 962-20-5500-00-L | HR | NO | NO |  |  | DIRECT SUPPORT | Active | Operations Field Staff | Operations General Foremen | 52100000000 |  |  |  | 5000 |  | 96220550000L | Labor cost for Operations General Foremen - Paint.
96 | 2 | 2 | 25 | 00 | 00 | 00 | L | Operations Administration | 962-25-0000-00-L | HR | NO | NO |  |  | DIRECT SUPPORT | Active | Operations Field Staff | Operations Administration | 52100000000 |  |  |  | 5000 |  | 96225000000L | Summary of Operations Administration labor costs.
96 | 2 | 2 | 25 | 10 | 00 | 00 | L | Operations Office Manager | 962-25-1000-00-L | HR | NO | NO |  |  | DIRECT SUPPORT | Active | Operations Field Staff | Operations Administration | 52100000000 |  |  |  | 5000 |  | 96225100000L | Labor cost for Operations Office Manager.
96 | 2 | 2 | 25 | 20 | 00 | 00 | L | Operations Clerical | 962-25-2000-00-L | HR | NO | NO |  |  | DIRECT SUPPORT | Active | Operations Field Staff | Operations Administration | 52100000000 |  |  |  | 5000 |  | 96225200000L | Labor cost for Operations Clerical.
96 | 2 | 2 | 25 | 30 | 00 | 00 | L | Operations Document Control Manager | 962-25-3000-00-L | HR | NO | NO |  |  | DIRECT SUPPORT | Active | Operations Field Staff | Operations Administration | 52100000000 |  |  |  | 5000 |  | 96225300000L | Labor cost for Operations Document Control Manager.
96 | 2 | 2 | 25 | 40 | 00 | 00 | L | Operations Document Control Clerk | 962-25-4000-00-L | HR | NO | NO |  |  | DIRECT SUPPORT | Active | Operations Field Staff | Operations Administration | 52100000000 |  |  |  | 5000 |  | 96225400000L | Labor cost for Operations Document Control Clerk.
96 | 2 | 2 | 30 | 00 | 00 | 00 | L | Operations Procurement/Subcontract | 962-30-0000-00-L | HR | NO | NO |  |  | DIRECT SUPPORT | Active | Operations Field Staff | Operations Procurement/Subcontract | 52100000000 |  |  |  | 5000 |  | 96230000000L | Summary of Operations Procurement/Subcontract labor costs.
96 | 2 | 2 | 30 | 10 | 00 | 00 | L | Operations Procurement Manager | 962-30-1000-00-L | HR | NO | NO |  |  | DIRECT SUPPORT | Active | Operations Field Staff | Operations Procurement/Subcontract | 52100000000 |  |  |  | 5000 |  | 96230100000L | Labor cost for Operations Procurement Manager.
96 | 2 | 2 | 30 | 20 | 00 | 00 | L | Operations Procurement Administrator | 962-30-2000-00-L | HR | NO | NO |  |  | DIRECT SUPPORT | Active | Operations Field Staff | Operations Procurement/Subcontract | 52100000000 |  |  |  | 5000 |  | 96230200000L | Labor cost for Operations Procurement Administrator.
96 | 2 | 2 | 30 | 30 | 00 | 00 | L | Operations Buyer | 962-30-3000-00-L | HR | NO | NO |  |  | DIRECT SUPPORT | Active | Operations Field Staff | Operations Procurement/Subcontract | 52100000000 |  |  |  | 5000 |  | 96230300000L | Labor cost for Operations Buyer.
96 | 2 | 2 | 30 | 40 | 00 | 00 | L | Operations Subcontract Manager | 962-30-4000-00-L | HR | NO | NO |  |  | DIRECT SUPPORT | Active | Operations Field Staff | Operations Procurement/Subcontract | 52100000000 |  |  |  | 5000 |  | 96230400000L | Labor cost for Operations Subcontract Manager.
96 | 2 | 2 | 30 | 50 | 00 | 00 | L | Operations Subcontract Administrator | 962-30-5000-00-L | HR | NO | NO |  |  | DIRECT SUPPORT | Active | Operations Field Staff | Operations Procurement/Subcontract | 52100000000 |  |  |  | 5000 |  | 96230500000L | Labor cost for Operations Subcontract Administrator.
96 | 2 | 2 | 35 | 00 | 00 | 00 | L | Operations Project Controls | 962-35-0000-00-L | HR | NO | NO |  |  | DIRECT SUPPORT | Active | Operations Field Staff | Operations Project Controls | 52100000000 |  |  |  | 5000 |  | 96235000000L | Summary of Operations Project Controls labor costs.
96 | 2 | 2 | 35 | 10 | 00 | 00 | L | Operations Project Controls Manager | 962-35-1000-00-L | HR | NO | NO |  |  | DIRECT SUPPORT | Active | Operations Field Staff | Operations Project Controls | 52100000000 |  |  |  | 5000 |  | 96235100000L | Labor cost for Operations Project Controls Manager.
96 | 2 | 2 | 35 | 20 | 00 | 00 | L | Operations Scheduler | 962-35-2000-00-L | HR | NO | NO |  |  | DIRECT SUPPORT | Active | Operations Field Staff | Operations Project Controls | 52100000000 |  |  |  | 5000 |  | 96235200000L | Labor cost for Operations Scheduler.
96 | 2 | 2 | 35 | 30 | 00 | 00 | L | Operations Cost Engineer | 962-35-3000-00-L | HR | NO | NO |  |  | DIRECT SUPPORT | Active | Operations Field Staff | Operations Project Controls | 52100000000 |  |  |  | 5000 |  | 96235300000L | Labor cost for Operations Cost Engineer.
96 | 2 | 2 | 40 | 00 | 00 | 00 | L | Operations Field Engineer | 962-40-0000-00-L | HR | NO | NO |  |  | DIRECT SUPPORT | Active | Operations Field Staff | Operations Field Engineer | 52100000000 |  |  |  | 5000 |  | 96240000000L | Summary of Operations Field Engineer labor costs.
96 | 2 | 2 | 40 | 10 | 00 | 00 | L | Operations Civil Field Engineering | 962-40-1000-00-L | HR | NO | NO |  |  | DIRECT SUPPORT | Active | Operations Field Staff | Operations Field Engineer | 52100000000 |  |  |  | 5000 |  | 96240100000L | Labor cost for Operations Civil Field Engineering.
96 | 2 | 2 | 40 | 11 | 00 | 00 | L | Operations Surveying / Layout | 962-40-1100-00-L | HR | NO | NO |  |  | DIRECT SUPPORT | Active | Operations Field Staff | Operations Field Engineer | 52100000000 |  |  |  | 5000 |  | 96240110000L | Labor cost for Operations Surveying / Layout.
96 | 2 | 2 | 40 | 50 | 00 | 00 | L | Operations Mechanial Field Engineering | 962-40-5000-00-L | HR | NO | NO |  |  | DIRECT SUPPORT | Active | Operations Field Staff | Operations Field Engineer | 52100000000 |  |  |  | 5000 |  | 96240500000L | Labor cost for Operations Mechanial Field Engineering.
96 | 2 | 2 | 40 | 60 | 00 | 00 | L | Operations Piping Field Engineering | 962-40-6000-00-L | HR | NO | NO |  |  | DIRECT SUPPORT | Active | Operations Field Staff | Operations Field Engineer | 52100000000 |  |  |  | 5000 |  | 96240600000L | Labor cost for Operations Piping Field Engineering.
96 | 2 | 2 | 40 | 70 | 00 | 00 | L | Operations Electrical Field Engineering | 962-40-7000-00-L | HR | NO | NO |  |  | DIRECT SUPPORT | Active | Operations Field Staff | Operations Field Engineer | 52100000000 |  |  |  | 5000 |  | 96240700000L | Labor cost for Operations Electrical Field Engineering.
96 | 2 | 2 | 45 | 00 | 00 | 00 | L | Operations Safety | 962-45-0000-00-L | HR | NO | NO |  |  | DIRECT SUPPORT | Active | Operations Field Staff | Operations Safety | 52100000000 |  |  |  | 5000 |  | 96245000000L | Summary of Operations Safety labor costs.
96 | 2 | 2 | 45 | 10 | 00 | 00 | L | Operations Safety Manager | 962-45-1000-00-L | HR | NO | NO |  |  | DIRECT SUPPORT | Active | Operations Field Staff | Operations Safety | 52100000000 |  |  |  | 5000 |  | 96245100000L | Labor cost for Operations Safety Manager.
96 | 2 | 2 | 45 | 20 | 00 | 00 | L | Operations Safety Inspector | 962-45-2000-00-L | HR | NO | NO |  |  | DIRECT SUPPORT | Active | Operations Field Staff | Operations Safety | 52100000000 |  |  |  | 5000 |  | 96245200000L | Labor cost for Operations Safety Inspector.
96 | 2 | 2 | 45 | 30 | 00 | 00 | L | Operations Industrial Hygienist | 962-45-3000-00-L | HR | NO | NO |  |  | DIRECT SUPPORT | Active | Operations Field Staff | Operations Safety | 52100000000 |  |  |  | 5000 |  | 96245300000L | Labor cost for Operations Industrial Hygienist.
96 | 2 | 2 | 45 | 40 | 00 | 00 | L | Operations EMT | 962-45-4000-00-L | HR | NO | NO |  |  | DIRECT SUPPORT | Active | Operations Field Staff | Operations Safety | 52100000000 |  |  |  | 5000 |  | 96245400000L | Labor cost for Operations EMT.
96 | 2 | 2 | 45 | 50 | 00 | 00 | L | Operations Rescue Team | 962-45-5000-00-L | HR | NO | NO |  |  | DIRECT SUPPORT | Active | Operations Field Staff | Operations Safety | 52100000000 |  |  |  | 5000 |  | 96245500000L | Labor cost for Operations Rescue Team.
96 | 2 | 2 | 50 | 00 | 00 | 00 | 0 | Operations Quality | 962-50-0000-00-0 | HR | NO | NO |  |  | DIRECT SUPPORT | Active | Operations Field Staff | Operations Quality | 52100000000 | [5 empty] | 962500000000 | Summary of Operations Quality costs.
96 | 2 | 2 | 50 | 10 | 00 | 00 | L | Operations Quality Manager | 962-50-1000-00-L | HR | NO | NO |  |  | DIRECT SUPPORT | Active | Operations Field Staff | Operations Quality | 52100000000 |  |  |  | 5000 |  | 96250100000L | Labor cost for Operations Quality Manager.
96 | 2 | 2 | 50 | 20 | 00 | 00 | L | Operations Quality Inspector | 962-50-2000-00-L | HR | NO | NO |  |  | DIRECT SUPPORT | Active | Operations Field Staff | Operations Quality | 52100000000 |  |  |  | 5000 |  | 96250200000L | Labor cost for Operations Quality Inspector.
96 | 2 | 2 | 50 | 40 | 00 | 00 | S | Operations (Reserved) Authorized Inspector | 962-50-4000-00-S | HR | NO | NO |  |  | DIRECT SUPPORT | Active | Operations Field Staff | Operations Quality | 52100000000 |  |  |  | 5200 |  | 96250400000S | Cost of subcontracted Operations (Reserved) Authorized Inspector work.
96 | 2 | 2 | 50 | 50 | 00 | 00 | S | Operations (Reserved) Special Inspections | 962-50-5000-00-S | HR | NO | NO |  |  | DIRECT SUPPORT | Active | Operations Field Staff | Operations Quality | 52100000000 |  |  |  | 5200 |  | 96250500000S | Cost of subcontracted Operations (Reserved) Special Inspections work.
96 | 2 | 2 | 55 | 00 | 00 | 00 | L | Operations Material Control | 962-55-0000-00-L | HR | NO | NO |  |  | DIRECT SUPPORT | Active | Operations Field Staff | Operations Material Control | 52100000000 |  |  |  | 5000 |  | 96255000000L | Summary of Operations Material Control labor costs.
96 | 2 | 2 | 55 | 10 | 00 | 00 | L | Operations Warehouse / Material Manager | 962-55-1000-00-L | HR | NO | NO |  |  | DIRECT SUPPORT | Active | Operations Field Staff | Operations Material Control | 52100000000 |  |  |  | 5000 |  | 96255100000L | Summary of Operations Warehouse / Material Manager labor costs.
96 | 2 | 2 | 55 | 10 | 05 | 00 | L | Operations Warehouse | 962-55-1005-00-L | HR | NO | NO |  |  | DIRECT SUPPORT | Active | Operations Field Staff | Operations Material Control | 52100000000 |  |  |  | 5000 |  | 96255100500L | Labor cost for Operations Warehouse.
96 | 2 | 2 | 55 | 20 | 00 | 00 | L | Operations Unload & Handle | 962-55-2000-00-L | HR | NO | NO |  |  | DIRECT SUPPORT | Active | Operations Field Staff | Operations Material Control | 52100000000 |  |  |  | 5000 |  | 96255200000L | Labor cost for Operations Unload & Handle.
96 | 2 | 2 | 55 | 30 | 00 | 00 | L | Operations Material Runner | 962-55-3000-00-L | HR | NO | NO |  |  | DIRECT SUPPORT | Active | Operations Field Staff | Operations Material Control | 52100000000 |  |  |  | 5000 |  | 96255300000L | Labor cost for Operations Material Runner.
96 | 2 | 2 | 60 | 00 | 00 | 00 | L | Operations General Field Labor Support | 962-60-0000-00-L | HR | NO | NO |  |  | DIRECT SUPPORT | Active | Operations Field Staff | Operations General Field Labor Support | 52100000000 |  |  |  | 5000 |  | 96260000000L | Summary of Operations General Field Labor Support labor costs.
96 | 2 | 2 | 60 | 10 | 00 | 00 | L | Operations General Site Clean-up | 962-60-1000-00-L | HR | NO | NO |  |  | DIRECT SUPPORT | Active | Operations Field Staff | Operations General Field Labor Support | 52100000000 |  |  |  | 5000 |  | 96260100000L | Labor cost for Operations General Site Clean-up.
96 | 2 | 2 | 60 | 20 | 00 | 00 | L | Operations Tool Room Attendant | 962-60-2000-00-L | HR | NO | NO |  |  | DIRECT SUPPORT | Active | Operations Field Staff | Operations General Field Labor Support | 52100000000 |  |  |  | 5000 |  | 96260200000L | Labor cost for Operations Tool Room Attendant.
96 | 2 | 2 | 60 | 30 | 00 | 00 | L | Operations Scaffolding | 962-60-3000-00-L | HR | NO | NO |  |  | DIRECT SUPPORT | Active | Operations Field Staff | Operations General Field Labor Support | 52100000000 |  |  |  | 5000 |  | 96260300000L | Labor cost for Operations Scaffolding.
96 | 2 | 2 | 60 | 40 | 00 | 00 | L | Operations Traffic Control | 962-60-4000-00-L | HR | NO | NO |  |  | DIRECT SUPPORT | Active | Operations Field Staff | Operations General Field Labor Support | 52100000000 |  |  |  | 5000 |  | 96260400000L | Labor cost for Operations Traffic Control.
96 | 2 | 2 | 60 | 50 | 00 | 00 | L | Operations Site Maintenance | 962-60-5000-00-L | HR | NO | NO |  |  | DIRECT SUPPORT | Active | Operations Field Staff | Operations General Field Labor Support | 52100000000 |  |  |  | 5000 |  | 96260500000L | Summary of Operations Site Maintenance labor costs.
96 | 2 | 2 | 60 | 50 | 05 | 00 | L | Operations Weather Protection | 962-60-5005-00-L | HR | NO | NO |  |  | DIRECT SUPPORT | Active | Operations Field Staff | Operations General Field Labor Support | 52100000000 |  |  |  | 5000 |  | 96260500500L | Labor cost for Operations Weather Protection.
96 | 2 | 2 | 60 | 50 | 10 | 00 | L | Operations Dust Control | 962-60-5010-00-L | HR | NO | NO |  |  | DIRECT SUPPORT | Active | Operations Field Staff | Operations General Field Labor Support | 52100000000 |  |  |  | 5000 |  | 96260501000L | Labor cost for Operations Dust Control.
96 | 2 | 2 | 60 | 50 | 15 | 00 | L | Operations Concrete Washout | 962-60-5015-00-L | HR | NO | NO |  |  | DIRECT SUPPORT | Active | Operations Field Staff | Operations General Field Labor Support | 52100000000 |  |  |  | 5000 |  | 96260501500L | Labor cost for Operations Concrete Washout.
96 | 2 | 2 | 60 | 50 | 20 | 00 | L | Operations Snow Removal | 962-60-5020-00-L | HR | NO | NO |  |  | DIRECT SUPPORT | Active | Operations Field Staff | Operations General Field Labor Support | 52100000000 |  |  |  | 5000 |  | 96260502000L | Labor cost for Operations Snow Removal.
96 | 2 | 2 | 60 | 50 | 25 | 00 | L | Operations Stormwater Control | 962-60-5025-00-L | HR | NO | NO |  |  | DIRECT SUPPORT | Active | Operations Field Staff | Operations General Field Labor Support | 52100000000 |  |  |  | 5000 |  | 96260502500L | Labor cost for Operations Stormwater Control.
96 | 2 | 2 | 60 | 55 | 00 | 00 | L | Operations Operators & Drivers | 962-60-5500-00-L | HR | NO | NO |  |  | DIRECT SUPPORT | Active | Operations Field Staff | Operations General Field Labor Support | 52100000000 |  |  |  | 5000 |  | 96260550000L | Summary of Operations Operators & Drivers labor costs.
96 | 2 | 2 | 60 | 55 | 05 | 00 | L | Operations Forklift Operator | 962-60-5505-00-L | HR | NO | NO |  |  | DIRECT SUPPORT | Active | Operations Field Staff | Operations General Field Labor Support | 52100000000 |  |  |  | 5000 |  | 96260550500L | Labor cost for Operations Forklift Operator.
96 | 2 | 2 | 60 | 55 | 10 | 00 | L | Operations Crane Operator | 962-60-5510-00-L | HR | NO | NO |  |  | DIRECT SUPPORT | Active | Operations Field Staff | Operations General Field Labor Support | 52100000000 |  |  |  | 5000 |  | 96260551000L | Labor cost for Operations Crane Operator.
96 | 2 | 2 | 60 | 55 | 15 | 00 | L | Operations Bus Drivers | 962-60-5515-00-L | HR | NO | NO |  |  | DIRECT SUPPORT | Active | Operations Field Staff | Operations General Field Labor Support | 52100000000 |  |  |  | 5000 |  | 96260551500L | Labor cost for Operations Bus Drivers.
96 | 2 | 2 | 60 | 55 | 20 | 00 | L | Operations Delivery Driver | 962-60-5520-00-L | HR | NO | NO |  |  | DIRECT SUPPORT | Active | Operations Field Staff | Operations General Field Labor Support | 52100000000 |  |  |  | 5000 |  | 96260552000L | Labor cost for Operations Delivery Driver.
96 | 2 | 2 | 60 | 60 | 00 | 00 | L | Operations Safety Attendents | 962-60-6000-00-L | HR | NO | NO |  |  | DIRECT SUPPORT | Active | Operations Field Staff | Operations General Field Labor Support | 52100000000 |  |  |  | 5000 |  | 96260600000L | Labor cost for Operations Safety Attendents.
96 | 2 | 3 | 00 | 00 | 00 | 00 | 0 | Operations Field Support Services & Supplies | 963-00-0000-00-0 | HR | YES | YES |  |  | DIRECT SUPPORT | Active | Operations Field Support Services & Supplies | Summary | 52100000000 | [5 empty] | 963000000000 | Top-level summary of all Operations Field Support Services & Supplies costs.
96 | 2 | 3 | 10 | 00 | 00 | 00 | 0 | Operations Small Tools & Consumables | 963-10-0000-00-0 | HR | NO | NO |  |  | DIRECT SUPPORT | Active | Operations Field Support Services & Supplies | Operations Small Tools & Consumables | 52100000000 | [5 empty] | 963100000000 | Summary of Operations Small Tools & Consumables costs.
96 | 2 | 3 | 10 | 05 | 00 | 00 | O | Operations Small Tools | 963-10-0500-00-O | HR | NO | NO |  |  | DIRECT SUPPORT | Active | Operations Field Support Services & Supplies | Operations Small Tools & Consumables | 52100000000 |  |  |  | 5400 |  | 96310050000O | Summary of Operations Small Tools costs.
96 | 2 | 3 | 10 | 05 | 05 | 00 | O | Operations Hand Tools | 963-10-0505-00-O | HR | NO | NO |  |  | DIRECT SUPPORT | Active | Operations Field Support Services & Supplies | Operations Small Tools & Consumables | 52100000000 |  |  |  | 5400 |  | 96310050500O | Cost of Operations Hand Tools.
96 | 2 | 3 | 10 | 05 | 10 | 00 | O | Operations Power Tools | 963-10-0510-00-O | HR | NO | NO |  |  | DIRECT SUPPORT | Active | Operations Field Support Services & Supplies | Operations Small Tools & Consumables | 52100000000 |  |  |  | 5400 |  | 96310051000O | Cost of Operations Power Tools.
96 | 2 | 3 | 10 | 05 | 15 | 00 | O | Operations Radios | 963-10-0515-00-O | HR | NO | NO |  |  | DIRECT SUPPORT | Active | Operations Field Support Services & Supplies | Operations Small Tools & Consumables | 52100000000 |  |  |  | 5400 |  | 96310051500O | Cost of Operations Radios.
96 | 2 | 3 | 10 | 05 | 20 | 00 | O | Operations Small tool Rental | 963-10-0520-00-O | HR | NO | NO |  |  | DIRECT SUPPORT | Active | Operations Field Support Services & Supplies | Operations Small Tools & Consumables | 52100000000 |  |  |  | 5400 |  | 96310052000O | Cost of Operations Small tool Rental.
96 | 3 | 3 | 10 | 10 | 00 | 00 | M | Operations Consumables (used one time) | 963-10-1000-00-M | HR | NO | NO |  |  | DIRECT SUPPORT | Active | Operations Field Support Services & Supplies | Operations Small Tools & Consumables | 05210400000L |  |  |  | 5100 |  | 96310100000M | Summary of Operations Consumables (used one time) material costs.
96 | 3 | 3 | 10 | 10 | 05 | 00 | M | Operations Office Consumables | 963-10-1005-00-M | HR | NO | NO |  |  | DIRECT SUPPORT | Active | Operations Field Support Services & Supplies | Operations Small Tools & Consumables | 05215000000L |  |  |  | 5100 |  | 96310100500M | Material cost for Operations Office Consumables.
96 | 3 | 3 | 10 | 10 | 10 | 00 | M | Operations Weld Rod | 963-10-1010-00-M | HR | NO | NO |  |  | DIRECT SUPPORT | Active | Operations Field Support Services & Supplies | Operations Small Tools & Consumables | 05215700000L |  |  |  | 5100 |  | 96310101000M | Material cost for Operations Weld Rod.
96 | 3 | 3 | 10 | 10 | 15 | 00 | M | Operations Alloy Weld Rod | 963-10-1015-00-M | HR | NO | NO |  |  | DIRECT SUPPORT | Active | Operations Field Support Services & Supplies | Operations Small Tools & Consumables | 05220000000L |  |  |  | 5100 |  | 96310101500M | Material cost for Operations Alloy Weld Rod.
96 | 3 | 3 | 10 | 10 | 20 | 00 | M | Operations Welding Gases | 963-10-1020-00-M | HR | NO | NO |  |  | DIRECT SUPPORT | Active | Operations Field Support Services & Supplies | Operations Small Tools & Consumables | 05220350000L |  |  |  | 5100 |  | 96310102000M | Material cost for Operations Welding Gases.
96 | 3 | 3 | 10 | 10 | 25 | 00 | M | Operations Inert Gases | 963-10-1025-00-M | HR | NO | NO |  |  | DIRECT SUPPORT | Active | Operations Field Support Services & Supplies | Operations Small Tools & Consumables | 05220400000L |  |  |  | 5100 |  | 96310102500M | Material cost for Operations Inert Gases.
96 | 3 | 3 | 10 | 15 | 00 | 00 | O | Operations Safety Supplies | 963-10-1500-00-O | HR | NO | NO |  |  | DIRECT SUPPORT | Active | Operations Field Support Services & Supplies | Operations Small Tools & Consumables | 05220450000L |  |  |  | 5400 |  | 96310150000O | Summary of Operations Safety Supplies costs.
96 | 3 | 3 | 10 | 15 | 05 | 00 | O | Operations PPE | 963-10-1505-00-O | HR | NO | NO |  |  | DIRECT SUPPORT | Active | Operations Field Support Services & Supplies | Operations Small Tools & Consumables |  |  |  |  | 5400 |  | 96310150500O | Cost of Operations PPE.
96 | 3 | 3 | 10 | 15 | 10 | 00 | O | Operations Nomex | 963-10-1510-00-O | HR | NO | NO |  |  | DIRECT SUPPORT | Active | Operations Field Support Services & Supplies | Operations Small Tools & Consumables | 05250000000L |  |  |  | 5400 |  | 96310151000O | Cost of Operations Nomex.
96 | 3 | 3 | 10 | 15 | 15 | 00 | O | Operations Gas Monitors | 963-10-1515-00-O | HR | NO | NO |  |  | DIRECT SUPPORT | Active | Operations Field Support Services & Supplies | Operations Small Tools & Consumables | 05250000000L |  |  |  | 5400 |  | 96310151500O | Cost of Operations Gas Monitors.
96 | 3 | 3 | 10 | 15 | 20 | 00 | O | Operations Drug testing kits | 963-10-1520-00-O | HR | NO | NO |  |  | DIRECT SUPPORT | Active | Operations Field Support Services & Supplies | Operations Small Tools & Consumables | 05255000000L |  |  |  | 5400 |  | 96310152000O | Cost of Operations Drug testing kits.
96 | 3 | 3 | 10 | 15 | 25 | 00 | O | Operations Lanyards & Harnesses | 963-10-1525-00-O | HR | NO | NO |  |  | DIRECT SUPPORT | Active | Operations Field Support Services & Supplies | Operations Small Tools & Consumables | 05255300000L |  |  |  | 5400 |  | 96310152500O | Cost of Operations Lanyards & Harnesses.
96 | 3 | 3 | 10 | 20 | 00 | 00 | O | Operations Other Supplies | 963-10-2000-00-O | HR | NO | NO |  |  | DIRECT SUPPORT | Active | Operations Field Support Services & Supplies | Operations Small Tools & Consumables | 05260000000L |  |  |  | 5400 |  | 96310200000O | Cost of Operations Other Supplies.
96 | 3 | 3 | 10 | 20 | 05 | 00 | O | Operations Drinking Water | 963-10-2005-00-O | HR | NO | NO |  |  | DIRECT SUPPORT | Active | Operations Field Support Services & Supplies | Operations Small Tools & Consumables | 05265000000L |  |  |  | 5400 |  | 96310200500O | Cost of Operations Drinking Water.
96 | 3 | 3 | 10 | 20 | 10 | 00 | O | Operations Formwork | 963-10-2010-00-O | HR | NO | NO |  |  | DIRECT SUPPORT | Active | Operations Field Support Services & Supplies | Operations Small Tools & Consumables | 05270000000L |  |  |  | 5400 |  | 96310201000O | Cost of Operations Formwork.
96 | 3 | 3 | 10 | 20 | 15 | 00 | O | Operations Dunnage | 963-10-2015-00-O | HR | NO | NO |  |  | DIRECT SUPPORT | Active | Operations Field Support Services & Supplies | Operations Small Tools & Consumables | 05270990000L |  |  |  | 5400 |  | 96310201500O | Cost of Operations Dunnage.
96 | 3 | 3 | 10 | 20 | 20 | 00 | O | Operations Rigging Materials | 963-10-2020-00-O | LS | NO | NO |  |  | DIRECT SUPPORT | Active | Operations Field Support Services & Supplies | Operations Small Tools & Consumables | 052750000000 |  |  |  | 5400 |  | 96310202000O | Cost of Operations Rigging Materials.
96 | 3 | 3 | 20 | 00 | 00 | 00 | O | Operations Site Services | 963-20-0000-00-O | LS | NO | NO |  |  | DIRECT SUPPORT | Active | Operations Field Support Services & Supplies | Operations Site Services | 052800000000 |  |  |  | 5400 |  | 96320000000O | Summary of Operations Site Services costs.
96 | 3 | 3 | 20 | 05 | 00 | 00 | O | Operations Security | 963-20-0500-00-O | HR | NO | NO |  |  | DIRECT SUPPORT | Active | Operations Field Support Services & Supplies | Operations Site Services | 05280100000E |  |  |  | 5400 |  | 96320050000O | Cost of Operations Security.
96 | 3 | 3 | 20 | 10 | 00 | 00 | O | Operations Laundry | 963-20-1000-00-O | LS | NO | NO |  |  | DIRECT SUPPORT | Active | Operations Field Support Services & Supplies | Operations Site Services | 05285000000O |  |  |  | 5400 |  | 96320100000O | Cost of Operations Laundry.
96 | 3 | 3 | 20 | 15 | 00 | 00 | O | Operations Drinking Water Distribution | 963-20-1500-00-O | LS | NO | NO |  |  | DIRECT SUPPORT | Active | Operations Field Support Services & Supplies | Operations Site Services | 05290000000O |  |  |  | 5400 |  | 96320150000O | Cost of Operations Drinking Water Distribution.
96 | 3 | 3 | 20 | 20 | 00 | 00 | O | Operations Waste (Dumpsters) | 963-20-2000-00-O | LS | NO | NO |  |  | DIRECT SUPPORT | Active | Operations Field Support Services & Supplies | Operations Site Services | 05295000000O |  |  |  | 5400 |  | 96320200000O | Cost of Operations Waste (Dumpsters).
96 | 3 | 3 | 20 | 25 | 00 | 00 | O | Operations Office Cleaning Service | 963-20-2500-00-O |  | NO | NO |  |  | DIRECT SUPPORT | Active | Operations Field Support Services & Supplies | Operations Site Services |  |  |  |  | 5400 |  | 96320250000O | Cost for Operations Office Cleaning Service.
96 | 3 | 3 | 20 | 50 | 00 | 00 | O | Operations Freight/Shipping/Mail | 963-20-5000-00-O | LS | NO | NO |  |  | DIRECT SUPPORT | Active | Operations Field Support Services & Supplies | Operations Site Services |  |  |  |  | 5400 |  | 96320500000O | Cost for Operations Freight/Shipping/Mail.
96 | 3 | 3 | 20 | 50 | 15 | 00 | O | Operations Ground Freight | 963-20-5015-00-O |  | NO | NO |  |  | DIRECT SUPPORT | Active | Operations Field Support Services & Supplies | Operations Site Services |  |  |  |  | 5400 |  | 96320501500O | Cost for Operations Ground Freight.
96 | 3 | 3 | 20 | 50 | 20 | 00 | O | Operations Air Freight | 963-20-5020-00-O |  | NO | NO |  |  | DIRECT SUPPORT | Active | Operations Field Support Services & Supplies | Operations Site Services |  |  |  |  | 5400 |  | 96320502000O | Cost for Operations Air Freight.
96 | 3 | 3 | 20 | 50 | 25 | 00 | O | Operations Ocean Freight | 963-20-5025-00-O |  | NO | NO |  |  | DIRECT SUPPORT | Active | Operations Field Support Services & Supplies | Operations Site Services |  |  |  |  | 5400 |  | 96320502500O | Cost for Operations Ocean Freight.
96 | 3 | 4 | 00 | 00 | 00 | 00 | 0 | Operations Equipment | 964-00-0000-00-0 | LS | YES | YES |  |  | DIRECT SUPPORT | Active | Operations Equipment | Summary | [6 empty] | 964000000000 | Top-level summary of all Operations Equipment costs.
96 | 3 | 4 | 10 | 00 | 00 | 00 | E | Operations Haskell Owned Equipment | 964-10-0000-00-E | LS | NO | NO |  |  | DIRECT SUPPORT | Active | Operations Equipment | Operations Haskell Owned Equipment |  |  |  |  | 5300 |  | 96410000000E | Equipment cost for Operations Haskell Owned Equipment.
96 | 3 | 4 | 10 | 10 | 00 | 00 | E | Operations Pickup Trucks | 964-10-1000-00-E | MO | NO | NO |  |  | DIRECT SUPPORT | Active | Operations Equipment | Operations Haskell Owned Equipment |  |  |  |  | 5300 |  | 96410100000E | Equipment cost for Operations Pickup Trucks.
96 | 3 | 4 | 10 | 20 | 00 | 00 | E | Operations Crew Trucks | 964-10-2000-00-E | MO | NO | NO |  |  | DIRECT SUPPORT | Active | Operations Equipment | Operations Haskell Owned Equipment |  |  |  |  | 5300 |  | 96410200000E | Equipment cost for Operations Crew Trucks.
96 | 3 | 4 | 10 | 30 | 00 | 00 | E | Operations Forklift | 964-10-3000-00-E | MO | NO | NO |  |  | DIRECT SUPPORT | Active | Operations Equipment | Operations Haskell Owned Equipment |  |  |  |  | 5300 |  | 96410300000E | Equipment cost for Operations Forklift.
96 | 3 | 4 | 10 | 40 | 00 | 00 | E | Operations Cranes | 964-10-4000-00-E | MO | NO | NO |  |  | DIRECT SUPPORT | Active | Operations Equipment | Operations Haskell Owned Equipment |  |  |  |  | 5300 |  | 96410400000E | Equipment cost for Operations Cranes.
96 | 3 | 4 | 20 | 00 | 00 | 00 | E | Operations Third Party Rental Equipment | 964-20-0000-00-E | LS | NO | NO |  |  | DIRECT SUPPORT | Active | Operations Equipment | Operations Third Party Rental Equipment |  |  |  |  | 5500 |  | 96420000000E | Rental equipment cost for Operations Third Party Rental Equipment.
96 | 4 | 4 | 20 | 10 | 00 | 00 | E | Operations Third Party Trucks | 964-20-1000-00-E | MO | NO | NO |  |  | DIRECT SUPPORT | Active | Operations Equipment | Operations Third Party Rental Equipment |  |  |  |  | 5300 |  | 96420100000E | Rental equipment cost for Operations Third Party Trucks.
96 | 4 | 4 | 20 | 30 | 00 | 00 | E | Operations Third Party Forklift | 964-20-3000-00-E | MO | NO | NO |  |  | DIRECT SUPPORT | Active | Operations Equipment | Operations Third Party Rental Equipment |  |  |  |  | 5300 |  | 96420300000E | Rental equipment cost for Operations Third Party Forklift.
96 | 4 | 4 | 20 | 40 | 00 | 00 | E | Operations Third Party Cranes | 964-20-4000-00-E | MO | NO | NO |  |  | DIRECT SUPPORT | Active | Operations Equipment | Operations Third Party Rental Equipment |  |  |  |  | 5300 |  | 96420400000E | Rental equipment cost for Operations Third Party Cranes.
96 | 4 | 4 | 50 | 00 | 00 | 00 | 0 | Operations Maintenance Lubricants & Oil | 964-50-0000-00-0 | LS | NO | NO |  |  | DIRECT SUPPORT | Active | Operations Equipment | Operations Maintenance Lubricants & Oil | [6 empty] | 964500000000 | Top-level summary of all Operations Maintenance Lubricants & Oil costs.
96 | 4 | 4 | 50 | 30 | 00 | 00 | O | Operations Lubricants, Oil, & Fuel | 964-50-3000-00-O | GL | NO | NO |  |  | DIRECT SUPPORT | Active | Operations Equipment | Operations Maintenance Lubricants & Oil |  |  |  |  | 5400 |  | 96450300000O | Cost for Operations Lubricants, Oil, & Fuel.
96 | 4 | 4 | 50 | 40 | 00 | 00 | L | Operations Mechanic | 964-50-4000-00-L | HR | NO | NO |  |  | DIRECT SUPPORT | Active | Operations Equipment | Operations Maintenance Lubricants & Oil |  |  |  |  | 5000 |  | 96450400000L | Labor cost for Operations Mechanic.
96 | 4 | 5 | 00 | 00 | 00 | 00 | 0 | Operations Facilities | 965-00-0000-00-0 | LS | YES | YES |  |  | DIRECT SUPPORT | Active | Operations Facilities | Summary | [6 empty] | 965000000000 | Top-level summary of all Operations Facilities costs.
96 | 4 | 5 | 10 | 00 | 00 | 00 | 0 | Operations Temporary Facilities | 965-10-0000-00-0 | LS | NO | NO |  |  | DIRECT SUPPORT | Active | Operations Facilities | Operations Temporary Facilities | [6 empty] | 965100000000 | Top-level summary of all Operations Temporary Facilities costs.
96 | 4 | 5 | 10 | 05 | 00 | 00 | S | Operations Temporary Roads/Parking | 965-10-0500-00-S | LS | NO | NO |  |  | DIRECT SUPPORT | Active | Operations Facilities | Operations Temporary Facilities |  |  |  |  | 5200 |  | 96510050000S | Cost of subcontracted Operations Temporary Roads/Parking work.
96 | 4 | 5 | 10 | 10 | 00 | 00 | S | Operations Temporary Draining (SWPPP) | 965-10-1000-00-S | LS | NO | NO |  |  | DIRECT SUPPORT | Active | Operations Facilities | Operations Temporary Facilities |  |  |  |  | 5200 |  | 96510100000S | Cost of subcontracted Operations Temporary Draining (SWPPP) work.
96 | 4 | 5 | 10 | 15 | 00 | 00 | S | Operations Temporary Utility | 965-10-1500-00-S | LS | NO | NO |  |  | DIRECT SUPPORT | Active | Operations Facilities | Operations Temporary Facilities |  |  |  |  | 5200 |  | 96510150000S | Cost of subcontracted Operations Temporary Utility work.
96 | 4 | 5 | 10 | 20 | 00 | 00 | S | Operations Temporary Communication/Security | 965-10-2000-00-S | MO | NO | NO |  |  | DIRECT SUPPORT | Active | Operations Facilities | Operations Temporary Facilities |  |  |  |  | 5200 |  | 96510200000S | Cost of subcontracted Operations Temporary Communication/Security work.
96 | 4 | 5 | 10 | 25 | 00 | 00 | E | Operations Temporary Fencing | 965-10-2500-00-E | LF | NO | NO |  |  | DIRECT SUPPORT | Active | Operations Facilities | Operations Temporary Facilities |  |  |  |  | 5300 |  | 96510250000E | Rental equipment cost for Operations Temporary Fencing.
96 | 5 | 5 | 10 | 30 | 00 | 00 | L | Operations Safety Barricades | 965-10-3000-00-L | EA | NO | NO |  |  | DIRECT SUPPORT | Active | Operations Facilities | Operations Temporary Facilities |  |  |  |  | 5000 |  | 96510300000L | Labor cost for Operations Safety Barricades.
96 | 5 | 5 | 10 | 35 | 00 | 00 | L | Operations Safety Construction (e.g. Lifeline) | 965-10-3500-00-L | LS | NO | NO |  |  | DIRECT SUPPORT | Active | Operations Facilities | Operations Temporary Facilities |  |  |  |  | 5000 |  | 96510350000L | Labor cost for Operations Safety Construction (e.g. Lifeline).
96 | 5 | 5 | 10 | 40 | 00 | 00 | M | Operations Signage | 965-10-4000-00-M | EA | NO | NO |  |  | DIRECT SUPPORT | Active | Operations Facilities | Operations Temporary Facilities |  |  |  |  | 5100 |  | 96510400000M | Material cost for Operations Signage.
96 | 5 | 5 | 10 | 45 | 00 | 00 | S | Operations Chemical Toilets | 965-10-4500-00-S | MO | NO | NO |  |  | DIRECT SUPPORT | Active | Operations Facilities | Operations Temporary Facilities |  |  |  |  | 5200 |  | 96510450000S | Cost of subcontracted Operations Chemical Toilets work.
96 | 5 | 5 | 10 | 50 | 00 | 00 | S | Operations (Reserved) Utility Location | 965-10-5000-00-S |  | NO | NO |  |  | DIRECT SUPPORT | Active | Operations Facilities | Operations Temporary Facilities |  |  |  |  | 5200 |  | 96510500000S | Cost of subcontracted Operations (Reserved) Utility Location work.
96 | 5 | 5 | 15 | 00 | 00 | 00 | 0 | Operations Site Office & Leasing | 965-15-0000-00-0 | LS | NO | NO |  |  | DIRECT SUPPORT | Active | Operations Facilities | Operations Site Office & Leasing | [6 empty] | 965150000000 | Top-level summary of all Operations Site Office & Leasing costs.
96 | 5 | 5 | 15 | 10 | 00 | 00 | E | Operations Office Space Rent / Lease | 965-15-1000-00-E | MO | NO | NO |  |  | DIRECT SUPPORT | Active | Operations Facilities | Operations Site Office & Leasing |  |  |  |  | 5300 |  | 96515100000E | Rental equipment cost for Operations Office Space Rent / Lease.
96 | 5 | 5 | 15 | 15 | 00 | 00 | O | Operations Warehouse/Tent | 965-15-1500-00-O | MO | NO | NO |  |  | DIRECT SUPPORT | Active | Operations Facilities | Operations Site Office & Leasing |  |  |  |  | 5400 |  | 96515150000O | Cost for Operations Warehouse/Tent.
96 | 5 | 5 | 15 | 20 | 00 | 00 | E | Operations Lease Warehouse | 965-15-2000-00-E | MO | NO | NO |  |  | DIRECT SUPPORT | Active | Operations Facilities | Operations Site Office & Leasing |  |  |  |  | 5300 |  | 96515200000E | Rental equipment cost for Operations Lease Warehouse.
96 | 5 | 5 | 20 | 00 | 00 | 00 | L | Operations Trailers | 965-20-0000-00-L | LS | NO | NO |  |  | DIRECT SUPPORT | Active | Operations Facilities | Operations Trailers |  |  |  |  | 5000 |  | 96520000000L | Labor cost for Operations Trailers.
96 | 5 | 5 | 20 | 10 | 20 | 00 | E | Operations Office Trailer | 965-20-1020-00-E | MO | NO | NO |  |  | DIRECT SUPPORT | Active | Operations Facilities | Operations Trailers |  |  |  |  | 5300 |  | 96520102000E | Rental equipment cost for Operations Office Trailer.
96 | 5 | 5 | 20 | 15 | 30 | 00 | E | Operations Break Trailer | 965-20-1530-00-E | MO | NO | NO |  |  | DIRECT SUPPORT | Active | Operations Facilities | Operations Trailers |  |  |  |  | 5300 |  | 96520153000E | Rental equipment cost for Operations Break Trailer.
96 | 5 | 5 | 20 | 20 | 40 | 00 | E | Operations Owner Trailer | 965-20-2040-00-E | MO | NO | NO |  |  | DIRECT SUPPORT | Active | Operations Facilities | Operations Trailers |  |  |  |  | 5300 |  | 96520204000E | Rental equipment cost for Operations Owner Trailer.
96 | 5 | 5 | 20 | 25 | 10 | 00 | E | Operations Tool Trailers | 965-20-2510-00-E | MO | NO | NO |  |  | DIRECT SUPPORT | Active | Operations Facilities | Operations Trailers |  |  |  |  | 5300 |  | 96520251000E | Equipment cost for Operations Tool Trailers.
96 | 5 | 5 | 25 | 00 | 00 | 00 | O | Operations Utilities | 965-25-0000-00-O | LS | NO | NO |  |  | DIRECT SUPPORT | Active | Operations Facilities | Operations Utilities |  |  |  |  | 5400 |  | 96525000000O | Cost for Operations Utilities.
96 | 5 | 5 | 25 | 10 | 00 | 00 | O | Operations Construction Power | 965-25-1000-00-O | MO | NO | NO |  |  | DIRECT SUPPORT | Active | Operations Facilities | Operations Utilities |  |  |  |  | 5400 |  | 96525100000O | Cost for Operations Construction Power.
96 | 5 | 5 | 25 | 15 | 00 | 00 | O | Operations Construction Water | 965-25-1500-00-O | MO | NO | NO |  |  | DIRECT SUPPORT | Active | Operations Facilities | Operations Utilities |  |  |  |  | 5400 |  | 96525150000O | Cost for Operations Construction Water.
96 | 5 | 5 | 25 | 20 | 00 | 00 | O | Operations Landline Phone | 965-25-2000-00-O | MO | NO | NO |  |  | DIRECT SUPPORT | Active | Operations Facilities | Operations Utilities |  |  |  |  | 5400 |  | 96525200000O | Cost for Operations Landline Phone.
96 | 5 | 5 | 25 | 25 | 00 | 00 | O | Operations Cell Phone | 965-25-2500-00-O | MO | NO | NO |  |  | DIRECT SUPPORT | Active | Operations Facilities | Operations Utilities |  |  |  |  | 5400 |  | 96525250000O | Cost for Operations Cell Phone.
96 | 5 | 5 | 25 | 30 | 00 | 00 | O | Operations Internet | 965-25-3000-00-O | MO | NO | NO |  |  | DIRECT SUPPORT | Active | Operations Facilities | Operations Utilities |  |  |  |  | 5400 |  | 96525300000O | Cost for Operations Internet.
96 | 5 | 5 | 30 | 00 | 00 | 00 | O | Operations Office Equipment & Furnishing | 965-30-0000-00-O | LS | NO | NO |  |  | DIRECT SUPPORT | Active | Operations Facilities | Operations Office Equipment & Furnishing |  |  |  |  | 5400 |  | 96530000000O | Cost for Operations Office Equipment & Furnishing.
96 | 5 | 5 | 30 | 10 | 00 | 00 | O | Operations Computer | 965-30-1000-00-O | EA | NO | NO |  |  | DIRECT SUPPORT | Active | Operations Facilities | Operations Office Equipment & Furnishing |  |  |  |  | 5400 |  | 96530100000O | Cost for Operations Computer.
96 | 5 | 5 | 30 | 15 | 00 | 00 | O | Operations Software | 965-30-1500-00-O |  | NO | NO |  |  | DIRECT SUPPORT | Active | Operations Facilities | Operations Office Equipment & Furnishing |  |  |  |  | 5400 |  | 96530150000O | Cost for Operations Software.
96 | 5 | 5 | 30 | 20 | 00 | 00 | O | Operations Copier | 965-30-2000-00-O |  | NO | NO |  |  | DIRECT SUPPORT | Active | Operations Facilities | Operations Office Equipment & Furnishing |  |  |  |  | 5400 |  | 96530200000O | Cost for Operations Copier.
96 | 5 | 5 | 30 | 25 | 00 | 00 | O | Operations Furniture | 965-30-2500-00-O |  | NO | NO |  |  | DIRECT SUPPORT | Active | Operations Facilities | Operations Office Equipment & Furnishing |  |  |  |  | 5400 |  | 96530250000O | Cost for Operations Furniture.
96 | 5 | 5 | 30 | 30 | 00 | 00 | O | Operations Office Supplies | 965-30-3000-00-O |  | NO | NO |  |  | DIRECT SUPPORT | Active | Operations Facilities | Operations Office Equipment & Furnishing |  |  |  |  | 5400 |  | 96530300000O | Cost for Operations Office Supplies.
96 | 5 | 6 | 00 | 00 | 00 | 00 | 0 | Operations Mobilization / Demobilization | 966-00-0000-00-0 | LS | YES | YES |  |  | DIRECT SUPPORT | Active | Operations Mobilization / Demobilization | Summary | [6 empty] | 966000000000 | Top-level summary of all Operations Mobilization / Demobilization costs.
96 | 5 | 6 | 10 | 00 | 00 | 00 | L | Operations Mobilization | 966-10-0000-00-L | LS | NO | NO |  |  | DIRECT SUPPORT | Active | Operations Mobilization / Demobilization | Operations Mobilization |  |  |  |  | 5000 |  | 96610000000L | Labor cost for Operations Mobilization.
96 | 5 | 6 | 10 | 03 | 00 | 00 | L | Operations Home Office Tool-Up | 966-10-0300-00-L | LS | NO | NO |  |  | DIRECT SUPPORT | Active | Operations Mobilization / Demobilization | Operations Mobilization |  |  |  |  | 5000 |  | 96610030000L | Labor cost for Operations Home Office Tool-Up.
96 | 5 | 6 | 10 | 10 | 00 | 00 | L | Operations Setup Office | 966-10-1000-00-L | LS | NO | NO |  |  | DIRECT SUPPORT | Active | Operations Mobilization / Demobilization | Operations Mobilization |  |  |  |  | 5000 |  | 96610100000L | Labor cost for Operations Setup Office.
96 | 5 | 6 | 10 | 15 | 00 | 00 | L | Operations Setup Warehouse | 966-10-1500-00-L | LS | NO | NO |  |  | DIRECT SUPPORT | Active | Operations Mobilization / Demobilization | Operations Mobilization |  |  |  |  | 5000 |  | 96610150000L | Labor cost for Operations Setup Warehouse.
96 | 5 | 6 | 20 | 00 | 00 | 00 | L | Operations Demobilization | 966-20-0000-00-L | LS | NO | NO |  |  | DIRECT SUPPORT | Active | Operations Mobilization / Demobilization | Operations Demobilization |  |  |  |  | 5000 |  | 96620000000L | Labor cost for Operations Demobilization.
96 | 5 | 7 | 00 | 00 | 00 | 00 | 0 | Operations Training & Expenses | 967-00-0000-00-0 | LS | YES | YES |  |  | DIRECT SUPPORT | Active | Operations Training & Expenses | Summary | [6 empty] | 967000000000 | Top-level summary of all Operations Training & Expenses costs.
96 | 6 | 7 | 10 | 00 | 00 | 00 | 0 | Operations Training & Onboarding | 967-10-0000-00-0 | LS | NO | NO |  |  | DIRECT SUPPORT | Active | Operations Training & Expenses | Operations Training & Onboarding | [6 empty] | 967100000000 | Top-level summary of all Operations Training & Onboarding costs.
96 | 6 | 7 | 10 | 10 | 00 | 00 | L | Operations Haskell Orientation | 967-10-1000-00-L | HR | NO | NO |  |  | DIRECT SUPPORT | Active | Operations Training & Expenses | Operations Training & Onboarding |  |  |  |  | 5000 |  | 96710100000L | Labor cost for Operations Haskell Orientation.
96 | 6 | 7 | 10 | 15 | 00 | 00 | L | Operations Client Orientation | 967-10-1500-00-L | HR | NO | NO |  |  | DIRECT SUPPORT | Active | Operations Training & Expenses | Operations Training & Onboarding |  |  |  |  | 5000 |  | 96710150000L | Labor cost for Operations Client Orientation.
96 | 6 | 7 | 10 | 20 | 00 | 00 | L | Operations Drug Testing | 967-10-2000-00-L | EA | NO | NO |  |  | DIRECT SUPPORT | Active | Operations Training & Expenses | Operations Training & Onboarding |  |  |  |  | 5000 |  | 96710200000L | Labor cost for Operations Drug Testing.
96 | 6 | 7 | 10 | 25 | 00 | 00 | L | Operations Background Checks | 967-10-2500-00-L | EA | NO | NO |  |  | DIRECT SUPPORT | Active | Operations Training & Expenses | Operations Training & Onboarding |  |  |  |  | 5000 |  | 96710250000L | Labor cost for Operations Background Checks.
96 | 6 | 7 | 10 | 30 | 00 | 00 | M | Operations Welder Testing | 967-10-3000-00-M | EA | NO | NO |  |  | DIRECT SUPPORT | Active | Operations Training & Expenses | Operations Training & Onboarding |  |  |  |  | 5100 |  | 96710300000M | Material cost for Operations Welder Testing.
96 | 7 | 7 | 20 | 00 | 00 | 00 | 0 | Operations Expenses | 967-20-0000-00-0 | LS | NO | NO |  |  | DIRECT SUPPORT | Active | Operations Training & Expenses | Operations Expenses | [6 empty] | 967200000000 | Top-level summary of all Operations Expenses costs.
96 | 7 | 7 | 20 | 05 | 00 | 00 | 0 | Operations Travel Expenses | 967-20-0500-00-0 | LS | NO | NO |  |  | DIRECT SUPPORT | Active | Operations Training & Expenses | Operations Expenses | [6 empty] | 967200500000 | Top-level summary of all Operations Travel Expenses costs.
96 | 7 | 7 | 20 | 05 | 05 | 00 | L | Operations Home Office Travel Time | 967-20-0505-00-L | HR | NO | NO |  |  | DIRECT SUPPORT | Active | Operations Training & Expenses | Operations Expenses |  |  |  |  | 5000 |  | 96720050500L | Labor cost for Operations Home Office Travel Time.
96 | 7 | 7 | 20 | 05 | 10 | 00 | O | Operations Home Office Travel | 967-20-0510-00-O |  | NO | NO |  |  | DIRECT SUPPORT | Active | Operations Training & Expenses | Operations Expenses |  |  |  |  | 5400 |  | 96720051000O | Cost for Operations Home Office Travel.
96 | 7 | 7 | 20 | 05 | 15 | 00 | L | Operations Site Staff Travel Time | 967-20-0515-00-L | HR | NO | NO |  |  | DIRECT SUPPORT | Active | Operations Training & Expenses | Operations Expenses |  |  |  |  | 5000 |  | 96720051500L | Labor cost for Operations Site Staff Travel Time.
96 | 7 | 7 | 20 | 05 | 20 | 00 | O | Operations Site Staff Travel | 967-20-0520-00-O |  | NO | NO |  |  | DIRECT SUPPORT | Active | Operations Training & Expenses | Operations Expenses |  |  |  |  | 5400 |  | 96720052000O | Cost for Operations Site Staff Travel.
96 | 7 | 7 | 20 | 05 | 25 | 00 | L | Operations Craft Travel Time | 967-20-0525-00-L | HR | NO | NO |  |  | DIRECT SUPPORT | Active | Operations Training & Expenses | Operations Expenses |  |  |  |  | 5000 |  | 96720052500L | Labor cost for Operations Craft Travel Time.
96 | 7 | 7 | 20 | 05 | 30 | 00 | O | Operations Craft Travel | 967-20-0530-00-O |  | NO | NO |  |  | DIRECT SUPPORT | Active | Operations Training & Expenses | Operations Expenses |  |  |  |  | 5400 |  | 96720053000O | Cost for Operations Craft Travel.
96 | 7 | 7 | 20 | 10 | 00 | 00 | L | Operations Per Diem | 967-20-1000-00-L | LS | NO | NO |  |  | DIRECT SUPPORT | Active | Operations Training & Expenses | Operations Expenses |  |  |  |  | 5000 |  | 96720100000L | Labor cost for Operations Per Diem.
96 | 7 | 7 | 20 | 10 | 05 | 00 | P | Operations Staff Per Diem | 967-20-1005-00-P | DY | NO | NO |  |  | DIRECT SUPPORT | Active | Operations Training & Expenses | Operations Expenses |  |  |  |  | 5400 |  | 96720100500P | Cost for Operations Staff Per Diem.
96 | 7 | 7 | 20 | 10 | 10 | 00 | P | Operations Craft Per Diem | 967-20-1010-00-P | DY | NO | NO |  |  | DIRECT SUPPORT | Active | Operations Training & Expenses | Operations Expenses |  |  |  |  | 5400 |  | 96720101000P | Cost for Operations Craft Per Diem.
96 | 7 | 7 | 20 | 15 | 00 | 00 | L | Operations Moving/Relocation | 967-20-1500-00-L |  | NO | NO |  |  | DIRECT SUPPORT | Active | Operations Training & Expenses | Operations Expenses |  |  |  |  | 5000 |  | 96720150000L | Labor cost for Operations Moving/Relocation.
96 | 7 | 7 | 20 | 20 | 00 | 00 | O | Operations Housing /Camp | 967-20-2000-00-O | LS | NO | NO |  |  | DIRECT SUPPORT | Active | Operations Training & Expenses | Operations Expenses |  |  |  |  | 5400 |  | 96720200000O | Cost for Operations Housing /Camp.
96 | 7 | 7 | 20 | 20 | 05 | 00 | O | Operations Staff Housing /Camp | 967-20-2005-00-O | MO | NO | NO |  |  | DIRECT SUPPORT | Active | Operations Training & Expenses | Operations Expenses |  |  |  |  | 5400 |  | 96720200500O | Cost for Operations Staff Housing /Camp.
96 | 7 | 7 | 20 | 20 | 10 | 00 | O | Operations Craft Housing/Camp | 967-20-2010-00-O | MO | NO | NO |  |  | DIRECT SUPPORT | Active | Operations Training & Expenses | Operations Expenses |  |  |  |  | 5400 |  | 96720201000O | Cost for Operations Craft Housing/Camp.
96 | 7 | 7 | 20 | 25 | 00 | 00 | O | Operations Entertainment & Awards | 967-20-2500-00-O | LS | NO | NO |  |  | DIRECT SUPPORT | Active | Operations Training & Expenses | Operations Expenses |  |  |  |  | 5400 |  | 96720250000O | Cost for Operations Entertainment & Awards.
96 | 7 | 7 | 20 | 25 | 05 | 00 | O | Operations Site Entertainment (e.g. Safety Luncheons) | 967-20-2505-00-O |  | NO | NO |  |  | DIRECT SUPPORT | Active | Operations Training & Expenses | Operations Expenses |  |  |  |  | 5400 |  | 96720250500O | Cost for Operations Site Entertainment (e.g. Safety Luncheons).
96 | 7 | 7 | 20 | 25 | 10 | 00 | O | Operations Client Entertainment | 967-20-2510-00-O |  | NO | NO |  |  | DIRECT SUPPORT | Active | Operations Training & Expenses | Operations Expenses |  |  |  |  | 5400 |  | 96720251000O | Cost for Operations Client Entertainment.
96 | 7 | 7 | 20 | 25 | 15 | 00 | O | Operations Safety Prizes | 967-20-2515-00-O | EA | NO | NO |  |  | DIRECT SUPPORT | Active | Operations Training & Expenses | Operations Expenses |  |  |  |  | 5400 |  | 96720251500O | Cost for Operations Safety Prizes.
96 | 7 | 7 | 20 | 90 | 00 | 00 | L | Operations Market Recovery | 967-20-9000-00-L |  | NO | NO |  |  | DIRECT SUPPORT | Active | Operations Training & Expenses | Operations Expenses |  |  |  |  | 5000 |  | 96720900000L | Labor cost for Operations Market Recovery.
96 | 7 | 7 | 50 | 00 | 00 | 00 | L | Operations Work Gap Allowance | 967-50-0000-00-L | LS | NO | NO |  |  | DIRECT SUPPORT | Active | Operations Training & Expenses | Operations Work Gap Allowance |  |  |  |  | 5000 |  | 96750000000L | Labor cost for Operations Work Gap Allowance.
96 | 7 | 7 | 50 | 10 | 00 | 00 | L | Operations Sickleave | 967-50-1000-00-L | HR | NO | NO |  |  | DIRECT SUPPORT | Active | Operations Training & Expenses | Operations Work Gap Allowance |  |  |  |  | 5000 |  | 96750100000L | Labor cost for Operations Sickleave.
96 | 7 | 7 | 50 | 20 | 00 | 00 | L | Operations Showup Pay | 967-50-2000-00-L | HR | NO | NO |  |  | DIRECT SUPPORT | Active | Operations Training & Expenses | Operations Work Gap Allowance |  |  |  |  | 5000 |  | 96750200000L | Labor cost for Operations Showup Pay.
96 | 7 | 7 | 50 | 30 | 00 | 00 | L | Operations Stand-Downs | 967-50-3000-00-L | HR | NO | NO |  |  | DIRECT SUPPORT | Active | Operations Training & Expenses | Operations Work Gap Allowance |  |  |  |  | 5000 |  | 96750300000L | Labor cost for Operations Stand-Downs.
97 | 7 | 0 | 00 | 00 | 00 | 00 | 0 | Contingency | 970-00-0000-00-0 | LS | NO | NO |  |  | CONTINGENCY | Active | Contingency | Summary | [6 empty] | 970000000000 | Top-level summary of all Contingency costs.
97 | 7 | 0 | 10 | 00 | 00 | 00 | Y | Engineering | 970-10-0000-00-Y | LS | NO | NO |  |  | CONTINGENCY | Active | Contingency | Engineering |  |  |  |  | 5400 |  | 97010000000Y | Summary of Engineering costs.
97 | 7 | 0 | 10 | 22 | 00 | 00 | Y | Combined Phase (Preliminary & Detailed) | 970-10-2200-00-Y | LS | NO | NO |  |  | CONTINGENCY | Active | Contingency | Engineering |  |  |  |  | 5400 |  | 97010220000Y | Cost of Combined Phase (Preliminary & Detailed).
97 | 7 | 0 | 10 | 20 | 00 | 00 | Y | Concept Design | 970-10-2000-00-Y | LS | NO | NO |  |  | CONTINGENCY | Active | Contingency | Engineering |  |  |  |  | 5400 |  | 97010200000Y | Cost of Concept Design.
97 | 7 | 0 | 10 | 30 | 00 | 00 | Y | Preliminary Design – FEED (Class 4–3) | 970-10-3000-00-Y | LS | NO | NO |  |  | CONTINGENCY | Active | Contingency | Engineering |  |  |  |  | 5400 |  | 97010300000Y | Cost of Preliminary Design – FEED (Class 4–3).
97 | 7 | 0 | 10 | 40 | 00 | 00 | Y | Detailed Design (Class 2-1) | 970-10-4000-00-Y | LS | NO | NO |  |  | CONTINGENCY | Active | Contingency | Engineering |  |  |  |  | 5400 |  | 97010400000Y | Cost of Detailed Design (Class 2-1).
97 | 7 | 0 | 10 | 50 | 00 | 00 | Y | Engineering Construction Support | 970-10-5000-00-Y | LS | NO | NO |  |  | CONTINGENCY | Active | Contingency | Engineering |  |  |  |  | 5400 |  | 97010500000Y | Cost of Engineering Construction Support.
97 | 0 | 0 | 10 | 60 | 00 | 00 | Y | Engineering Commissioning & Startup Support | 970-10-6000-00-Y | LS | NO | NO |  |  | CONTINGENCY | Active | Contingency | Engineering |  |  |  |  | 5400 |  | 97010600000Y | Cost of Engineering Commissioning & Startup Support.
97 | 0 | 0 | 20 | 00 | 00 | 00 | Y | Procurement | 970-20-0000-00-Y | LS | NO | NO |  |  | CONTINGENCY | Active | Contingency | Procurement |  |  |  |  | 5400 |  | 97020000000Y | Summary of Procurement costs.
97 | 0 | 0 | 20 | 10 | 00 | 00 | Y | Procurement - Civil | 970-20-1000-00-Y | LS | NO | NO |  |  | CONTINGENCY | Active | Contingency | Procurement |  |  |  |  | 5400 |  | 97020100000Y | Cost of Procurement - Civil.
97 | 0 | 0 | 20 | 20 | 00 | 00 | Y | Procurement - Concrete | 970-20-2000-00-Y | LS | NO | NO |  |  | CONTINGENCY | Active | Contingency | Procurement |  |  |  |  | 5400 |  | 97020200000Y | Cost of Procurement - Concrete.
97 | 0 | 0 | 20 | 30 | 00 | 00 | Y | Procurement - Steel | 970-20-3000-00-Y | LS | NO | NO |  |  | CONTINGENCY | Active | Contingency | Procurement |  |  |  |  | 5400 |  | 97020300000Y | Cost of Procurement - Steel.
97 | 0 | 0 | 20 | 40 | 00 | 00 | Y | Procurement - Buildings | 970-20-4000-00-Y | LS | NO | NO |  |  | CONTINGENCY | Active | Contingency | Procurement |  |  |  |  | 5400 |  | 97020400000Y | Cost of Procurement - Buildings.
97 | 0 | 0 | 20 | 50 | 00 | 00 | Y | Procurement - Equipment | 970-20-5000-00-Y | LS | NO | NO |  |  | CONTINGENCY | Active | Contingency | Procurement |  |  |  |  | 5400 |  | 97020500000Y | Cost of Procurement - Equipment.
97 | 0 | 0 | 20 | 60 | 00 | 00 | Y | Procurement - Piping | 970-20-6000-00-Y | LS | NO | NO |  |  | CONTINGENCY | Active | Contingency | Procurement |  |  |  |  | 5400 |  | 97020600000Y | Cost of Procurement - Piping.
97 | 0 | 0 | 20 | 70 | 00 | 00 | Y | Procurement - Electric | 970-20-7000-00-Y | LS | NO | NO |  |  | CONTINGENCY | Active | Contingency | Procurement |  |  |  |  | 5400 |  | 97020700000Y | Cost of Procurement - Electric.
97 | 0 | 0 | 20 | 80 | 00 | 00 | Y | Procurement - Instrumentation | 970-20-8000-00-Y | LS | NO | NO |  |  | CONTINGENCY | Active | Contingency | Procurement |  |  |  |  | 5400 |  | 97020800000Y | Cost of Procurement - Instrumentation.
97 | 0 | 0 | 20 | 90 | 00 | 00 | Y | Procurement - Coatings | 970-20-9000-00-Y | LS | NO | NO |  |  | CONTINGENCY | Active | Contingency | Procurement |  |  |  |  | 5400 |  | 97020900000Y | Cost of Procurement - Coatings.
97 | 0 | 0 | 30 | 00 | 00 | 00 | Y | Construction | 970-30-0000-00-Y | LS | NO | NO |  |  | CONTINGENCY | Active | Contingency | Construction |  |  |  |  | 5400 |  | 97030000000Y | Summary of Construction costs.
97 | 0 | 0 | 30 | 05 | 00 | 00 | Y | Construction - Field Indirects | 970-30-0500-00-Y | LS | NO | NO |  |  | CONTINGENCY | Active | Contingency | Construction |  |  |  |  | 5400 |  | 97030050000Y | Cost of Construction - Field Indirects.
97 | 0 | 0 | 30 | 09 | 00 | 00 | Y | Construction - Demolition | 970-30-0900-00-Y | LS | NO | NO |  |  | CONTINGENCY | Active | Contingency | Construction |  |  |  |  | 5400 |  | 97030090000Y | Cost of Construction - Demolition.
97 | 0 | 0 | 30 | 10 | 00 | 00 | Y | Construction - Civil | 970-30-1000-00-Y | LS | NO | NO |  |  | CONTINGENCY | Active | Contingency | Construction |  |  |  |  | 5400 |  | 97030100000Y | Cost of Construction - Civil.
97 | 0 | 0 | 30 | 20 | 00 | 00 | Y | Construction - Concrete | 970-30-2000-00-Y | CY | NO | NO |  |  | CONTINGENCY | Active | Contingency | Construction |  |  |  |  | 5400 |  | 97030200000Y | Cost of Construction - Concrete.
97 | 0 | 0 | 30 | 29 | 00 | 00 | Y | Construction - Grout | 970-30-2900-00-Y | CF | NO | NO |  |  | CONTINGENCY | Active | Contingency | Construction |  |  |  |  | 5400 |  | 97030290000Y | Cost of Construction - Grout.
97 | 0 | 0 | 30 | 30 | 00 | 00 | Y | Construction - Structural Steel | 970-30-3000-00-Y | TN | NO | NO |  |  | CONTINGENCY | Active | Contingency | Construction |  |  |  |  | 5400 |  | 97030300000Y | Cost of Construction - Structural Steel.
97 | 0 | 0 | 30 | 40 | 00 | 00 | Y | Construction - Buildings | 970-30-4000-00-Y | LS | NO | NO |  |  | CONTINGENCY | Active | Contingency | Construction |  |  |  |  | 5400 |  | 97030400000Y | Cost of Construction - Buildings.
97 | 0 | 0 | 30 | 50 | 00 | 00 | Y | Construction - Equipment | 970-30-5000-00-Y | EA | NO | NO |  |  | CONTINGENCY | Active | Contingency | Construction |  |  |  |  | 5400 |  | 97030500000Y | Cost of Construction - Equipment.
97 | 0 | 0 | 30 | 60 | 00 | 00 | Y | Construction - Piping | 970-30-6000-00-Y | LF | NO | NO |  |  | CONTINGENCY | Active | Contingency | Construction |  |  |  |  | 5400 |  | 97030600000Y | Cost of Construction - Piping.
97 | 0 | 0 | 30 | 70 | 00 | 00 | Y | Construction - Electrical | 970-30-7000-00-Y | LS | NO | NO |  |  | CONTINGENCY | Active | Contingency | Construction |  |  |  |  | 5400 |  | 97030700000Y | Cost of Construction - Electrical.
97 | 0 | 0 | 30 | 80 | 00 | 00 | Y | Construction - Instrumentation & Controls | 970-30-8000-00-Y | LS | NO | NO |  |  | CONTINGENCY | Active | Contingency | Construction |  |  |  |  | 5400 |  | 97030800000Y | Cost of Construction - Instrumentation & Controls.
97 | 0 | 0 | 30 | 90 | 00 | 00 | Y | Construction - Coatings | 970-30-9000-00-Y | SF | NO | NO |  |  | CONTINGENCY | Active | Contingency | Construction |  |  |  |  | 5400 |  | 97030900000Y | Cost of Construction - Coatings.
97 | 0 | 0 | 40 | 00 | 00 | 00 | Y | Commissioning | 970-40-0000-00-Y | LS | NO | NO |  |  | CONTINGENCY | Active | Contingency | Commissioning |  |  |  |  | 5400 |  | 97040000000Y | Summary of Commissioning costs.
97 | 0 | 0 | 40 | 10 | 00 | 00 | Y | Commissioning Materials | 970-40-1000-00-Y | LS | NO | NO |  |  | CONTINGENCY | Active | Contingency | Commissioning |  |  |  |  | 5400 |  | 97040100000Y | Cost of Commissioning Materials.
97 | 0 | 0 | 40 | 20 | 00 | 00 | Y | Commissioning Labor | 970-40-2000-00-Y | HR | NO | NO |  |  | CONTINGENCY | Active | Contingency | Commissioning |  |  |  |  | 5400 |  | 97040200000Y | Cost of Commissioning Labor.